## NOTE - READ ME
The Test Model forecasts are for informational purposes only to help guide the discussion around understanding potential methodological changes for the 2022 Load Forecast.
All models were run using the following:
- Moody's Analytics September 2020 economic forecast
- 2020 Itron/EIA end-use data (consistent with the 2020 EIA Annual Energy Outlook
- 2021 BtM Solar Capacity forecast provided to PJM by IHS Markit
- PEV forecast consistent with what was used in 2021 Load Forecast

## Summer - Pivot Data
ZONE | PJM RTO
Data
Year | Sum of Actual | Sum of WN (Test model 10/4 LAS) | Sum of 2021 Forecast | Sum of Test (10/4 LAS)
1998 | 131813
1999 | 141491
2000 | 131798 | 143192.6249
2001 | 150924 | 146096.7573
2002 | 150826 | 147834.9954
2003 | 145227 | 149580.766
2004 | 139279 | 152900.8504
2005 | 155257 | 154881.5941
2006 | 166929 | 155529.4861
2007 | 162035 | 158642.0063
2008 | 150622 | 158789.1346
2009 | 145112 | 155349.2863
2010 | 157247 | 156839.664
2011 | 165524 | 153917.8025
2012 | 158219 | 152919.3433
2013 | 159149 | 152531.9142
2014 | 141509 | 153397.8881
2015 | 143579 | 152421.1014
2016 | 152069 | 151188.2595
2017 | 145434 | 150824.4155
2018 | 150573 | 151479.0879
2019 | 151302 | 150447.8758
2020 | 144320 | 149356.4248
2021 |  |  | 149224 | 149878.3075
2022 |  |  | 149966 | 150499.4882
2023 |  |  | 150855 | 150830.2718
2024 |  |  | 151503 | 151415.5461
2025 |  |  | 151928 | 151708.6788
2026 |  |  | 152290 | 151840.127
2027 |  |  | 152571 | 151624.0583
2028 |  |  | 152971 | 151524.9361
2029 |  |  | 153268 | 151773.113
2030 |  |  | 153536 | 151692.1476
2031 |  |  | 153759 | 151635.885
2032 |  |  | 154045 | 151607.1027
2033 |  |  | 154323 | 151538.1743
2034 |  |  | 154561 | 151390.8369
2035 |  |  | 154620 | 151414.3711
2036 |  |  | 154728 | 151452.7132
Total Result | 3440238 | 3198121.2786 | 2444148 | 2421825.7574

## Summer - Data
ZONE | Year | Actual | WN | 2021 Forecast | Test (as of 9/3 LAS) | WN (Test model 10/4 LAS) | Test (10/4 LAS) | Test - No trend (10/4 LAS)
AE | 1998 | 2265
AE | 1999 | 2473
AE | 2000 | 2329 |  |  |  | 2451.1358
AE | 2001 | 2635 |  |  |  | 2520.1355
AE | 2002 | 2678 |  |  |  | 2595.6701
AE | 2003 | 2485 |  |  |  | 2681.8826
AE | 2004 | 2454 |  |  |  | 2767.3318
AE | 2005 | 2839 | 2637.01 |  |  | 2798.9637
AE | 2006 | 3009 | 2705.04 |  |  | 2816.9277
AE | 2007 | 2953 | 2781.01 |  |  | 2845.942
AE | 2008 | 2639 | 2760.98 |  |  | 2858.171
AE | 2009 | 2707 | 2731.37 |  |  | 2828.8005
AE | 2010 | 2937 | 2756.98 |  |  | 2804.484
AE | 2011 | 2967 | 2690.09 |  |  | 2792.502
AE | 2012 | 2853 | 2770.32 |  |  | 2768.5226
AE | 2013 | 2740 | 2653.03 |  |  | 2723.0499
AE | 2014 | 2444 | 2675.7 |  |  | 2702.5176
AE | 2015 | 2553 | 2511.82 |  |  | 2672.0929
AE | 2016 | 2674 | 2572.21 |  |  | 2617.9778
AE | 2017 | 2541 | 2468.09 |  |  | 2569.2456
AE | 2018 | 2592 | 2521.7 |  |  | 2569.906
AE | 2019 | 2738 | 2454.58 |  |  | 2542.0897
AE | 2020 | 2635 | 2482.4 |  |  | 2527.5667
AE | 2021 |  |  | 2470 | 2509 |  | 2525.2177 | 2553.1491
AE | 2022 |  |  | 2492 | 2514 |  | 2532.2424 | 2564.3934
AE | 2023 |  |  | 2503 | 2526 |  | 2544.8392 | 2579.8854
AE | 2024 |  |  | 2511 | 2532 |  | 2545.2001 | 2585.7012
AE | 2025 |  |  | 2517 | 2531 |  | 2547.9454 | 2595.1711
AE | 2026 |  |  | 2528 | 2539 |  | 2558.644 | 2611.3478
AE | 2027 |  |  | 2541 | 2542 |  | 2563.9099 | 2619.9004
AE | 2028 |  |  | 2556 | 2558 |  | 2580.2178 | 2642.4474
AE | 2029 |  |  | 2575 | 2571 |  | 2597.2731 | 2664.3886
AE | 2030 |  |  | 2590 | 2581 |  | 2606.1234 | 2676.3225
AE | 2031 |  |  | 2605 | 2590 |  | 2614.9047 | 2691.0869
AE | 2032 |  |  | 2622 | 2596 |  | 2623.5178 | 2700.209
AE | 2033 |  |  | 2629 | 2604 |  | 2631.7759 | 2712.6462
AE | 2034 |  |  | 2633 | 2612 |  | 2647.1447 | 2734.2702
AE | 2035 |  |  | 2639 | 2619 |  | 2654.1992 | 2746.0777
AE | 2036 |  |  | 2654 | 2622 |  | 2656.0043 | 2752.4243
AEP | 1998 | 21156
AEP | 1999 | 21887
AEP | 2000 | 20584 |  |  |  | 22536.9647
AEP | 2001 | 22907 |  |  |  | 22886.8663
AEP | 2002 | 23126 |  |  |  | 22757.5687
AEP | 2003 | 22572 |  |  |  | 22755.1373
AEP | 2004 | 21882 |  |  |  | 23224.587
AEP | 2005 | 23914 | 22517.8 |  |  | 23446.1257
AEP | 2006 | 24834 | 23650.89 |  |  | 23724.6383
AEP | 2007 | 25293 | 24104.23 |  |  | 24463.5991
AEP | 2008 | 23826 | 24605.24 |  |  | 24553.5164
AEP | 2009 | 21881 | 23428.27 |  |  | 23337.8076
AEP | 2010 | 23500 | 23646.55 |  |  | 23735.213
AEP | 2011 | 24538 | 23617.64 |  |  | 23460.6499
AEP | 2012 | 23500 | 23622.52 |  |  | 23240.4085
AEP | 2013 | 22939 | 23320.96 |  |  | 22831.6937
AEP | 2014 | 21407 | 22772.65 |  |  | 22852.2424
AEP | 2015 | 21872 | 22604.99 |  |  | 22678.257
AEP | 2016 | 22484 | 22205.01 |  |  | 22465.6262
AEP | 2017 | 21714 | 22892.12 |  |  | 22446.8512
AEP | 2018 | 22273 | 22673.6 |  |  | 22486.7746
AEP | 2019 | 21758 | 22467.17 |  |  | 22317.4128
AEP | 2020 | 21654 | 22075.52 |  |  | 22126.5496
AEP | 2021 |  |  | 22609 | 22193 |  | 22161.9792 | 22338.2588
AEP | 2022 |  |  | 22776 | 22244 |  | 22210.6559 | 22423.6661
AEP | 2023 |  |  | 22887 | 22267 |  | 22206.4551 | 22457.888
AEP | 2024 |  |  | 22981 | 22322 |  | 22267.6303 | 22528.1417
AEP | 2025 |  |  | 23039 | 22370 |  | 22294.9703 | 22601.859
AEP | 2026 |  |  | 23123 | 22398 |  | 22317.0644 | 22652.8125
AEP | 2027 |  |  | 23188 | 22420 |  | 22335.4701 | 22666.522
AEP | 2028 |  |  | 23269 | 22431 |  | 22359.8582 | 22714.0946
AEP | 2029 |  |  | 23347 | 22460 |  | 22380.2742 | 22767.1407
AEP | 2030 |  |  | 23415 | 22521 |  | 22422.3754 | 22831.5348
AEP | 2031 |  |  | 23471 | 22539 |  | 22466.3164 | 22874.8245
AEP | 2032 |  |  | 23538 | 22549 |  | 22446.5453 | 22911.6981
AEP | 2033 |  |  | 23613 | 22573 |  | 22473.2569 | 22968.7166
AEP | 2034 |  |  | 23640 | 22555 |  | 22471.6259 | 22968.7051
AEP | 2035 |  |  | 23678 | 22572 |  | 22471.7952 | 22998.476
AEP | 2036 |  |  | 23722 | 22606 |  | 22518.6102 | 23066.4452
APS | 1998 | 7314
APS | 1999 | 7788
APS | 2000 | 7546 |  |  |  | 7973.8114
APS | 2001 | 8265 |  |  |  | 8257.1744
APS | 2002 | 8340 |  |  |  | 8401.7801
APS | 2003 | 8183 |  |  |  | 8516.2937
APS | 2004 | 7997 |  |  |  | 8727.0207
APS | 2005 | 8824 | 8806.49 |  |  | 8781.5802
APS | 2006 | 8735 | 8535.62 |  |  | 8362.6782
APS | 2007 | 8638 | 8476.55 |  |  | 8484.2801
APS | 2008 | 8432 | 8517.58 |  |  | 8544.6478
APS | 2009 | 7872 | 8274.46 |  |  | 8410.4639
APS | 2010 | 8532 | 8534.68 |  |  | 8557.9415
APS | 2011 | 8975 | 8495.15 |  |  | 8409.072
APS | 2012 | 8537 | 8496.33 |  |  | 8417.943
APS | 2013 | 8682 | 8626.95 |  |  | 8532.1921
APS | 2014 | 8085 | 8736.49 |  |  | 8689.235
APS | 2015 | 8257 | 8695.63 |  |  | 8687.7763
APS | 2016 | 8718 | 8662.89 |  |  | 8640.4447
APS | 2017 | 8315 | 8880.96 |  |  | 8659.986
APS | 2018 | 8632 | 8853.15 |  |  | 8760.5763
APS | 2019 | 8446 | 8872.43 |  |  | 8758.9107
APS | 2020 | 8645 | 8919.69 |  |  | 8641.1904
APS | 2021 |  |  | 8859 | 8588 |  | 8688.3258 | 8671.2688
APS | 2022 |  |  | 8907 | 8626 |  | 8725.8842 | 8699.2403
APS | 2023 |  |  | 8969 | 8659 |  | 8749.9825 | 8716.4951
APS | 2024 |  |  | 9014 | 8689 |  | 8789.9155 | 8765.5453
APS | 2025 |  |  | 9047 | 8695 |  | 8833.1565 | 8779.7075
APS | 2026 |  |  | 9076 | 8699 |  | 8839.3034 | 8793.9202
APS | 2027 |  |  | 9087 | 8697 |  | 8849.1385 | 8791.3624
APS | 2028 |  |  | 9104 | 8664 |  | 8813.5082 | 8775.3026
APS | 2029 |  |  | 9113 | 8676 |  | 8849.4068 | 8777.2062
APS | 2030 |  |  | 9126 | 8657 |  | 8850.2497 | 8770.1453
APS | 2031 |  |  | 9140 | 8641 |  | 8850.941 | 8758.0119
APS | 2032 |  |  | 9174 | 8635 |  | 8852.2802 | 8760.2085
APS | 2033 |  |  | 9185 | 8629 |  | 8845.1601 | 8745.475
APS | 2034 |  |  | 9193 | 8603 |  | 8839.204 | 8726.7744
APS | 2035 |  |  | 9220 | 8629 |  | 8844.2262 | 8740.743
APS | 2036 |  |  | 9254 | 8626 |  | 8859.096 | 8746.4572
ATSI | 1998 | 11657
ATSI | 1999 | 12713
ATSI | 2000 | 11959 |  |  |  | 13056.796
ATSI | 2001 | 13145 |  |  |  | 13079.8118
ATSI | 2002 | 13299 |  |  |  | 13026.3711
ATSI | 2003 | 12165 |  |  |  | 12936.14
ATSI | 2004 | 12310 |  |  |  | 13244.1446
ATSI | 2005 | 13578 | 13049.26 |  |  | 13453.8808
ATSI | 2006 | 13804 | 13392.45 |  |  | 13433.0653
ATSI | 2007 | 13536 | 13299.29 |  |  | 13601.6406
ATSI | 2008 | 12972 | 13279.43 |  |  | 13416.7633
ATSI | 2009 | 12310 | 12443.17 |  |  | 12505.3003
ATSI | 2010 | 13177 | 13022.87 |  |  | 13022.7803
ATSI | 2011 | 14033 | 13043.51 |  |  | 12890.189
ATSI | 2012 | 13516 | 12916.39 |  |  | 12776.8409
ATSI | 2013 | 13480 | 12938.1 |  |  | 12927.6643
ATSI | 2014 | 12365 | 12913.55 |  |  | 13111.4968
ATSI | 2015 | 12357 | 12673.83 |  |  | 12792.7853
ATSI | 2016 | 12753 | 12573.33 |  |  | 12702.4424
ATSI | 2017 | 12054 | 12616.69 |  |  | 12633.6854
ATSI | 2018 | 12835 | 12491.09 |  |  | 12728.9241
ATSI | 2019 | 12582 | 12318.92 |  |  | 12501.8233
ATSI | 2020 | 12476 | 12255.76 |  |  | 12465.577
ATSI | 2021 |  |  | 12525 | 12458 |  | 12480.0848 | 12483.7632
ATSI | 2022 |  |  | 12622 | 12475 |  | 12501.2197 | 12503.8138
ATSI | 2023 |  |  | 12673 | 12475 |  | 12501.0952 | 12506.3505
ATSI | 2024 |  |  | 12690 | 12505 |  | 12536.9525 | 12540.7808
ATSI | 2025 |  |  | 12710 | 12516 |  | 12551.8927 | 12556.9477
ATSI | 2026 |  |  | 12731 | 12530 |  | 12569.0536 | 12574.7056
ATSI | 2027 |  |  | 12749 | 12528 |  | 12568.6833 | 12576.6078
ATSI | 2028 |  |  | 12781 | 12512 |  | 12556.4659 | 12588.3328
ATSI | 2029 |  |  | 12796 | 12574 |  | 12621.1185 | 12627.9307
ATSI | 2030 |  |  | 12828 | 12599 |  | 12646.3583 | 12657.9233
ATSI | 2031 |  |  | 12842 | 12606 |  | 12652.1018 | 12668.5093
ATSI | 2032 |  |  | 12855 | 12574 |  | 12627.439 | 12638.5706
ATSI | 2033 |  |  | 12862 | 12581 |  | 12638.1479 | 12648.5388
ATSI | 2034 |  |  | 12843 | 12539 |  | 12591.6297 | 12623.1049
ATSI | 2035 |  |  | 12819 | 12561 |  | 12622.8206 | 12632.9655
ATSI | 2036 |  |  | 12805 | 12564 |  | 12615.9227 | 12678.7829
BGE | 1998 | 6045
BGE | 1999 | 6670
BGE | 2000 | 6015 |  |  |  | 6736.5365
BGE | 2001 | 6868 |  |  |  | 6760.6487
BGE | 2002 | 6898 |  |  |  | 6809.3528
BGE | 2003 | 6572 |  |  |  | 6917.5353
BGE | 2004 | 6267 |  |  |  | 7018.4093
BGE | 2005 | 7376 | 7019.21 |  |  | 7105.5669
BGE | 2006 | 7485 | 7048.63 |  |  | 7154.9167
BGE | 2007 | 7478 | 7031.18 |  |  | 7238.4014
BGE | 2008 | 7151 | 7018.77 |  |  | 7139.0248
BGE | 2009 | 6596 | 6970.31 |  |  | 7110.9405
BGE | 2010 | 7125 | 6819.04 |  |  | 7074.6464
BGE | 2011 | 7617 | 7083.59 |  |  | 7137.0348
BGE | 2012 | 7435 | 7008.95 |  |  | 6938.2858
BGE | 2013 | 7039 | 6824.59 |  |  | 6844.2301
BGE | 2014 | 6666 | 6768.17 |  |  | 6863.4277
BGE | 2015 | 6508 | 6718.33 |  |  | 6829.4631
BGE | 2016 | 6932 | 6661.07 |  |  | 6653.8003
BGE | 2017 | 6449 | 6597.34 |  |  | 6584.0655
BGE | 2018 | 6627 | 6571.17 |  |  | 6613.5071
BGE | 2019 | 6706 | 6607.38 |  |  | 6526.6346
BGE | 2020 | 6701 | 6544.34 |  |  | 6424.504
BGE | 2021 |  |  | 6582 | 6392 |  | 6418.7957 | 6425.2933
BGE | 2022 |  |  | 6606 | 6383 |  | 6412.1804 | 6421.2404
BGE | 2023 |  |  | 6652 | 6372 |  | 6398.9933 | 6414.4316
BGE | 2024 |  |  | 6688 | 6377 |  | 6406.1596 | 6404.5964
BGE | 2025 |  |  | 6705 | 6348 |  | 6376.7423 | 6393.5909
BGE | 2026 |  |  | 6696 | 6314 |  | 6343.2788 | 6352.8289
BGE | 2027 |  |  | 6680 | 6267 |  | 6303.7963 | 6320.5219
BGE | 2028 |  |  | 6677 | 6237 |  | 6271.6217 | 6283.6081
BGE | 2029 |  |  | 6680 | 6206 |  | 6245.9231 | 6244.2377
BGE | 2030 |  |  | 6676 | 6166 |  | 6218.1811 | 6210.9503
BGE | 2031 |  |  | 6652 | 6146 |  | 6186.525 | 6187.9918
BGE | 2032 |  |  | 6635 | 6128 |  | 6159.2295 | 6174.5606
BGE | 2033 |  |  | 6653 | 6127 |  | 6158.5759 | 6161.8858
BGE | 2034 |  |  | 6643 | 6119 |  | 6159.544 | 6147.3327
BGE | 2035 |  |  | 6650 | 6112 |  | 6156.5306 | 6137.8499
BGE | 2036 |  |  | 6657 | 6110 |  | 6161.7941 | 6146.7333
COMED | 1998 | 19510
COMED | 1999 | 22157
COMED | 2000 | 20143 |  |  |  | 20469.8156
COMED | 2001 | 21574 |  |  |  | 21217.8341
COMED | 2002 | 21804 |  |  |  | 21248.0484
COMED | 2003 | 22054 |  |  |  | 21631.7319
COMED | 2004 | 19794 |  |  |  | 21744.5196
COMED | 2005 | 21635 | 21207.05 |  |  | 22081.8419
COMED | 2006 | 23996 | 21627.5 |  |  | 22265.2278
COMED | 2007 | 21970 | 21647.67 |  |  | 22541.6413
COMED | 2008 | 20976 | 22032.64 |  |  | 22699.5892
COMED | 2009 | 21218 | 21345.99 |  |  | 22553.7093
COMED | 2010 | 21915 | 22034.27 |  |  | 22626.9158
COMED | 2011 | 23754 | 21503.6 |  |  | 22425.6541
COMED | 2012 | 23602 | 21531.25 |  |  | 22247.9314
COMED | 2013 | 22290 | 21244.24 |  |  | 22213.8425
COMED | 2014 | 19723 | 21420.76 |  |  | 22250.5831
COMED | 2015 | 20165 | 21329.92 |  |  | 22071.0635
COMED | 2016 | 21187 | 21272.64 |  |  | 21834.2166
COMED | 2017 | 20351 | 21176.18 |  |  | 21717.1932
COMED | 2018 | 21359 | 21028.35 |  |  | 21559.3449
COMED | 2019 | 20949 | 20760.82 |  |  | 21404.5893
COMED | 2020 | 20225 | 19657 |  |  | 21175.2758
COMED | 2021 |  |  | 20421 | 21480 |  | 21039.5147 | 21566.4886
COMED | 2022 |  |  | 20304 | 21384 |  | 20907.1475 | 21528.9964
COMED | 2023 |  |  | 20179 | 21258 |  | 20754.7166 | 21454.7829
COMED | 2024 |  |  | 20064 | 21193 |  | 20640.7707 | 21415.7546
COMED | 2025 |  |  | 19947 | 21109 |  | 20520.6618 | 21395.552
COMED | 2026 |  |  | 19876 | 21031 |  | 20403.9225 | 21352.1766
COMED | 2027 |  |  | 19767 | 20963 |  | 20300.0829 | 21336.5925
COMED | 2028 |  |  | 19699 | 20856 |  | 20181.0106 | 21287.7938
COMED | 2029 |  |  | 19624 | 20812 |  | 20093.2513 | 21280.1302
COMED | 2030 |  |  | 19533 | 20721 |  | 19970.1668 | 21273.7743
COMED | 2031 |  |  | 19433 | 20668 |  | 19852.9287 | 21216.0156
COMED | 2032 |  |  | 19362 | 20623 |  | 19743.7151 | 21216.1133
COMED | 2033 |  |  | 19288 | 20543 |  | 19634.4186 | 21209.6546
COMED | 2034 |  |  | 19201 | 20388 |  | 19484.7394 | 21103.7774
COMED | 2035 |  |  | 19098 | 20353 |  | 19389.1211 | 21132.0908
COMED | 2036 |  |  | 19004 | 20290 |  | 19254.6116 | 21092.4778
DAYTON | 1998 | 3303
DAYTON | 1999 | 3460
DAYTON | 2000 | 3176 |  |  |  | 3374.7732
DAYTON | 2001 | 3436 |  |  |  | 3346.5726
DAYTON | 2002 | 3283 |  |  |  | 3428.944
DAYTON | 2003 | 3366 |  |  |  | 3407.8234
DAYTON | 2004 | 3280 |  |  |  | 3503.2341
DAYTON | 2005 | 3725 | 3318.35 |  |  | 3531.2388
DAYTON | 2006 | 3706 | 3464.53 |  |  | 3536.6803
DAYTON | 2007 | 3748 | 3510.85 |  |  | 3594.6022
DAYTON | 2008 | 3494 | 3562.12 |  |  | 3575.7841
DAYTON | 2009 | 3327 | 3421.99 |  |  | 3344.9317
DAYTON | 2010 | 3387 | 3414.67 |  |  | 3431.6845
DAYTON | 2011 | 3644 | 3399.38 |  |  | 3334.0228
DAYTON | 2012 | 3495 | 3419.63 |  |  | 3369.9169
DAYTON | 2013 | 3398 | 3375.16 |  |  | 3341.7578
DAYTON | 2014 | 3224 | 3350.85 |  |  | 3383.1651
DAYTON | 2015 | 3269 | 3361.62 |  |  | 3360.5381
DAYTON | 2016 | 3327 | 3355.11 |  |  | 3422.8234
DAYTON | 2017 | 3213 | 3486.87 |  |  | 3394.8329
DAYTON | 2018 | 3325 | 3451.27 |  |  | 3396.1565
DAYTON | 2019 | 3246 | 3400.32 |  |  | 3321.9425
DAYTON | 2020 | 3296 | 3273.04 |  |  | 3292.0405
DAYTON | 2021 |  |  | 3415 | 3268 |  | 3273.9868 | 3308.4412
DAYTON | 2022 |  |  | 3430 | 3271 |  | 3281.2914 | 3322.1808
DAYTON | 2023 |  |  | 3445 | 3271 |  | 3280.4766 | 3332.8522
DAYTON | 2024 |  |  | 3458 | 3282 |  | 3293.901 | 3341.4066
DAYTON | 2025 |  |  | 3470 | 3295 |  | 3306.1568 | 3348.8562
DAYTON | 2026 |  |  | 3480 | 3295 |  | 3306.7408 | 3356.2935
DAYTON | 2027 |  |  | 3493 | 3294 |  | 3307.0065 | 3364.7584
DAYTON | 2028 |  |  | 3507 | 3288 |  | 3301.089 | 3373.9273
DAYTON | 2029 |  |  | 3523 | 3293 |  | 3308.04 | 3382.258
DAYTON | 2030 |  |  | 3537 | 3301 |  | 3317.8882 | 3390.3759
DAYTON | 2031 |  |  | 3550 | 3303 |  | 3323.4315 | 3396.4664
DAYTON | 2032 |  |  | 3564 | 3301 |  | 3322.1971 | 3401.9012
DAYTON | 2033 |  |  | 3578 | 3301 |  | 3323.9165 | 3410.8211
DAYTON | 2034 |  |  | 3584 | 3293 |  | 3317.5935 | 3413.5125
DAYTON | 2035 |  |  | 3589 | 3291 |  | 3312.9514 | 3415.853
DAYTON | 2036 |  |  | 3596 | 3301 |  | 3321.4907 | 3422.942
DEOK | 1998 | 4851
DEOK | 1999 | 5156
DEOK | 2000 | 4872 |  |  |  | 5280.624
DEOK | 2001 | 5197 |  |  |  | 5241.6078
DEOK | 2002 | 5423 |  |  |  | 5332.7931
DEOK | 2003 | 5227 |  |  |  | 5347.713
DEOK | 2004 | 5106 |  |  |  | 5473.43
DEOK | 2005 | 5756 | 5281.1 |  |  | 5487.9867
DEOK | 2006 | 5595 | 5489.71 |  |  | 5497.3668
DEOK | 2007 | 5769 | 5378.78 |  |  | 5565.068
DEOK | 2008 | 5403 | 5492.41 |  |  | 5517.8086
DEOK | 2009 | 5014 | 5376.71 |  |  | 5332.8469
DEOK | 2010 | 5545 | 5473.14 |  |  | 5412.8587
DEOK | 2011 | 5600 | 5357.61 |  |  | 5222.853
DEOK | 2012 | 5445 | 5344.01 |  |  | 5196.2841
DEOK | 2013 | 5146 | 5308.96 |  |  | 5222.8567
DEOK | 2014 | 5039 | 5337.26 |  |  | 5268.1333
DEOK | 2015 | 5123 | 5273.95 |  |  | 5259.3479
DEOK | 2016 | 5309 | 5301.22 |  |  | 5272.813
DEOK | 2017 | 5036 | 5413.65 |  |  | 5217.7745
DEOK | 2018 | 5195 | 5257.17 |  |  | 5233.2062
DEOK | 2019 | 5052 | 5294.79 |  |  | 5185.2066
DEOK | 2020 | 4975 | 5114.08 |  |  | 5175.1798
DEOK | 2021 |  |  | 5390 | 5202 |  | 5200.2804 | 5203.0735
DEOK | 2022 |  |  | 5440 | 5222 |  | 5220.7691 | 5227.4672
DEOK | 2023 |  |  | 5494 | 5245 |  | 5241.895 | 5246.4065
DEOK | 2024 |  |  | 5539 | 5259 |  | 5255.6258 | 5265.6927
DEOK | 2025 |  |  | 5578 | 5275 |  | 5272.6423 | 5282.1847
DEOK | 2026 |  |  | 5605 | 5291 |  | 5287.4629 | 5302.498
DEOK | 2027 |  |  | 5632 | 5308 |  | 5303.0338 | 5319.3978
DEOK | 2028 |  |  | 5662 | 5324 |  | 5320.7722 | 5339.9449
DEOK | 2029 |  |  | 5697 | 5343 |  | 5338.0822 | 5364.5302
DEOK | 2030 |  |  | 5721 | 5362 |  | 5357.1361 | 5371.6326
DEOK | 2031 |  |  | 5746 | 5376 |  | 5371.7651 | 5383.6943
DEOK | 2032 |  |  | 5773 | 5390 |  | 5383.0612 | 5398.063
DEOK | 2033 |  |  | 5796 | 5394 |  | 5387.6634 | 5412.0975
DEOK | 2034 |  |  | 5811 | 5399 |  | 5392.1336 | 5430.028
DEOK | 2035 |  |  | 5823 | 5411 |  | 5403.5358 | 5441.8922
DEOK | 2036 |  |  | 5831 | 5423 |  | 5416.1138 | 5437.966
DLCO | 1998 | 2484
DLCO | 1999 | 2756
DLCO | 2000 | 2673 |  |  |  | 2742.8681
DLCO | 2001 | 2771 |  |  |  | 2797.5386
DLCO | 2002 | 2917 |  |  |  | 2854.0091
DLCO | 2003 | 2686 |  |  |  | 2851.0362
DLCO | 2004 | 2646 |  |  |  | 2899.8107
DLCO | 2005 | 2885 | 2809.21 |  |  | 2892.657
DLCO | 2006 | 3053 | 2959.34 |  |  | 2912.4366
DLCO | 2007 | 2891 | 2888.68 |  |  | 2945.791
DLCO | 2008 | 2822 | 2915.2 |  |  | 2953.7841
DLCO | 2009 | 2733 | 2847.37 |  |  | 2856.1401
DLCO | 2010 | 2889 | 2900.75 |  |  | 2924.2428
DLCO | 2011 | 3071 | 2880.38 |  |  | 2913.4951
DLCO | 2012 | 3055 | 2941.71 |  |  | 2956.7588
DLCO | 2013 | 2952 | 2920.63 |  |  | 2956.2087
DLCO | 2014 | 2693 | 2866.06 |  |  | 2940.418
DLCO | 2015 | 2805 | 2807.01 |  |  | 2876.8898
DLCO | 2016 | 2797 | 2725.02 |  |  | 2777.2664
DLCO | 2017 | 2683 | 2788.22 |  |  | 2799.7183
DLCO | 2018 | 2796 | 2746.78 |  |  | 2803.4855
DLCO | 2019 | 2662 | 2727.73 |  |  | 2781.1937
DLCO | 2020 | 2668 | 2692.82 |  |  | 2796.738
DLCO | 2021 |  |  | 2768 | 2825 |  | 2819.1787 | 2771.1007
DLCO | 2022 |  |  | 2796 | 2848 |  | 2839.0839 | 2786.8583
DLCO | 2023 |  |  | 2832 | 2868 |  | 2859.7719 | 2798.4052
DLCO | 2024 |  |  | 2855 | 2886 |  | 2876.0369 | 2808.3066
DLCO | 2025 |  |  | 2875 | 2901 |  | 2889.5807 | 2814.541
DLCO | 2026 |  |  | 2888 | 2916 |  | 2904.6017 | 2820.5864
DLCO | 2027 |  |  | 2900 | 2931 |  | 2919.7582 | 2825.5625
DLCO | 2028 |  |  | 2915 | 2942 |  | 2927.1607 | 2825.8958
DLCO | 2029 |  |  | 2931 | 2957 |  | 2943.7993 | 2835.333
DLCO | 2030 |  |  | 2943 | 2969 |  | 2954.6544 | 2838.6276
DLCO | 2031 |  |  | 2954 | 2978 |  | 2966.1006 | 2841.8312
DLCO | 2032 |  |  | 2961 | 2995 |  | 2978.9882 | 2848.4238
DLCO | 2033 |  |  | 2968 | 3002 |  | 2987.4659 | 2847.8324
DLCO | 2034 |  |  | 2973 | 3006 |  | 2988.7545 | 2848.3639
DLCO | 2035 |  |  | 2980 | 3031 |  | 3011.9746 | 2853.9403
DLCO | 2036 |  |  | 2989 | 3038 |  | 3023.2427 | 2858.2577
DOM | 1998 | 15231
DOM | 1999 | 16027
DOM | 2000 | 15252 |  |  |  | 15929.3943
DOM | 2001 | 16440 |  |  |  | 16235.233
DOM | 2002 | 16911 |  |  |  | 16642.9314
DOM | 2003 | 16250 |  |  |  | 17159.9209
DOM | 2004 | 16327 |  |  |  | 17725.0342
DOM | 2005 | 19028 | 18321.32 |  |  | 18169.1962
DOM | 2006 | 19375 | 18651.81 |  |  | 18471.71
DOM | 2007 | 19749 | 18909.9 |  |  | 18932.6054
DOM | 2008 | 19112 | 19088.63 |  |  | 19157.9229
DOM | 2009 | 18154 | 18645.42 |  |  | 19144.8437
DOM | 2010 | 19428 | 19203.48 |  |  | 19461.9099
DOM | 2011 | 20148 | 19744.67 |  |  | 19227.7583
DOM | 2012 | 19323 | 19669.93 |  |  | 19290.1336
DOM | 2013 | 18839 | 19475.6 |  |  | 19284.0317
DOM | 2014 | 18761 | 19551.09 |  |  | 19423.3238
DOM | 2015 | 19024 | 19417.84 |  |  | 19438.9337
DOM | 2016 | 19559 | 19574.36 |  |  | 19337.4804
DOM | 2017 | 18903 | 19805.03 |  |  | 19374.9926
DOM | 2018 | 19245 | 19933.85 |  |  | 19628.9047
DOM | 2019 | 19608 | 20144.47 |  |  | 19833.9126
DOM | 2020 | 20090 | 20428.87 |  |  | 19795.0211
DOM | 2021 |  |  | 20150 | 19843 |  | 20381.1714 | 20706.5802
DOM | 2022 |  |  | 20248 | 20125 |  | 20790.7214 | 21162.185
DOM | 2023 |  |  | 20491 | 20380 |  | 21170.5615 | 21611.1892
DOM | 2024 |  |  | 20694 | 20648 |  | 21566.859 | 22058.8466
DOM | 2025 |  |  | 20902 | 20907 |  | 21957.3628 | 22485.7871
DOM | 2026 |  |  | 20962 | 20952 |  | 21920.6323 | 22542.2177
DOM | 2027 |  |  | 21034 | 20975 |  | 21919.2476 | 22594.4705
DOM | 2028 |  |  | 21109 | 20968 |  | 21899.4694 | 22633.5992
DOM | 2029 |  |  | 21154 | 21043 |  | 21919.4115 | 22713.2315
DOM | 2030 |  |  | 21194 | 21077 |  | 21929.5752 | 22757.5233
DOM | 2031 |  |  | 21269 | 21157 |  | 22008.7153 | 22853.7405
DOM | 2032 |  |  | 21365 | 21222 |  | 21973.2548 | 22939.6105
DOM | 2033 |  |  | 21470 | 21288 |  | 22036.9557 | 23063.5396
DOM | 2034 |  |  | 21576 | 21371 |  | 22114.7032 | 23187.8217
DOM | 2035 |  |  | 21680 | 21476 |  | 22199.679 | 23322.2688
DOM | 2036 |  |  | 21775 | 21594 |  | 22361.8671 | 23474.5479
DPL | 1998 | 3277
DPL | 1999 | 3715
DPL | 2000 | 3477 |  |  |  | 3701.6145
DPL | 2001 | 3793 |  |  |  | 3814.9541
DPL | 2002 | 3906 |  |  |  | 3901.9269
DPL | 2003 | 3687 |  |  |  | 4035.6086
DPL | 2004 | 3642 |  |  |  | 4022.8736
DPL | 2005 | 4235 | 4015.17 |  |  | 4079.0566
DPL | 2006 | 4328 | 4077.55 |  |  | 4082.0348
DPL | 2007 | 4350 | 4142.42 |  |  | 4107.274
DPL | 2008 | 4015 | 4144.97 |  |  | 4120.6491
DPL | 2009 | 3844 | 4066.69 |  |  | 4116.9074
DPL | 2010 | 4056 | 4023.42 |  |  | 4105.8972
DPL | 2011 | 4338 | 4114.39 |  |  | 3960.9518
DPL | 2012 | 4152 | 4123.61 |  |  | 3965.5345
DPL | 2013 | 4019 | 4043.49 |  |  | 3960.9733
DPL | 2014 | 3876 | 4046.44 |  |  | 3961.696
DPL | 2015 | 3822 | 4032.17 |  |  | 3954.6437
DPL | 2016 | 4127 | 4042.85 |  |  | 3910.9033
DPL | 2017 | 3813 | 4030.42 |  |  | 3905.4706
DPL | 2018 | 4003 | 4036.38 |  |  | 3938.4586
DPL | 2019 | 4098 | 3859.13 |  |  | 3912.5225
DPL | 2020 | 4101 | 3956.84 |  |  | 3921.6215
DPL | 2021 |  |  | 3895 | 3896 |  | 3945.1887 | 3939.2201
DPL | 2022 |  |  | 3906 | 3910 |  | 3964.2441 | 3957.3551
DPL | 2023 |  |  | 3927 | 3924 |  | 3979.4752 | 3971.6017
DPL | 2024 |  |  | 3941 | 3930 |  | 3988.9979 | 3971.5932
DPL | 2025 |  |  | 3958 | 3937 |  | 3997.0891 | 3979.3358
DPL | 2026 |  |  | 3962 | 3940 |  | 4010.8584 | 3999.6968
DPL | 2027 |  |  | 3969 | 3940 |  | 4016.4575 | 4004.8072
DPL | 2028 |  |  | 3977 | 3939 |  | 4012.5189 | 3992.2128
DPL | 2029 |  |  | 3985 | 3938 |  | 4020.9221 | 3997.0363
DPL | 2030 |  |  | 3976 | 3930 |  | 4014.5574 | 3992.8512
DPL | 2031 |  |  | 3976 | 3922 |  | 4009.407 | 3978.7309
DPL | 2032 |  |  | 3951 | 3906 |  | 3999.2198 | 3977.4215
DPL | 2033 |  |  | 3945 | 3889 |  | 3997.1198 | 3959.6978
DPL | 2034 |  |  | 3935 | 3890 |  | 3992.7529 | 3957.4805
DPL | 2035 |  |  | 3938 | 3896 |  | 3995.574 | 3965.8087
DPL | 2036 |  |  | 3946 | 3900 |  | 4010.3738 | 3972.7553
EKPC | 1999 | 1658
EKPC | 2000 | 1761 |  |  |  | 1746.0486
EKPC | 2001 | 1805 |  |  |  | 1778.4676
EKPC | 2002 | 1912 |  |  |  | 1792.7816
EKPC | 2003 | 1804 |  |  |  | 1805.5487
EKPC | 2004 | 1676 |  |  |  | 1837.4246
EKPC | 2005 | 1895 | 1868.75 |  |  | 1857.6114
EKPC | 2006 | 1885 | 1934.06 |  |  | 1868.6162
EKPC | 2007 | 2003 | 1919.83 |  |  | 1884.7421
EKPC | 2008 | 1837 | 1916.86 |  |  | 1887.6591
EKPC | 2009 | 1783 | 1903.94 |  |  | 1879.5383
EKPC | 2010 | 1966 | 1913.37 |  |  | 1883.46
EKPC | 2011 | 1946 | 1915.63 |  |  | 1873.0685
EKPC | 2012 | 1977 | 1940.14 |  |  | 1894.8524
EKPC | 2013 | 1901 | 2024.52 |  |  | 1922.9467
EKPC | 2014 | 1896 | 2010.55 |  |  | 1954.2494
EKPC | 2015 | 1916 | 2027.16 |  |  | 1969.9354
EKPC | 2016 | 2026 | 2031.85 |  |  | 1980.3307
EKPC | 2017 | 1987 | 2106.97 |  |  | 1996.0798
EKPC | 2018 | 1983 | 2054.04 |  |  | 2011.3585
EKPC | 2019 | 2076 | 2078.83 |  |  | 2029.4377
EKPC | 2020 | 1946 | 2122.1 |  |  | 2043.5413
EKPC | 2021 |  |  | 2130 | 2070 |  | 2063.7297 | 1965.6393
EKPC | 2022 |  |  | 2145 | 2096 |  | 2092.0755 | 1979.9721
EKPC | 2023 |  |  | 2166 | 2124 |  | 2119.9996 | 1990.1657
EKPC | 2024 |  |  | 2185 | 2154 |  | 2145.6054 | 2004.8662
EKPC | 2025 |  |  | 2201 | 2180 |  | 2170.8339 | 2009.2282
EKPC | 2026 |  |  | 2216 | 2203 |  | 2195.0288 | 2018.7268
EKPC | 2027 |  |  | 2228 | 2227 |  | 2217.2009 | 2024.2202
EKPC | 2028 |  |  | 2239 | 2254 |  | 2242.6659 | 2032.6836
EKPC | 2029 |  |  | 2252 | 2278 |  | 2269.4262 | 2041.4297
EKPC | 2030 |  |  | 2268 | 2308 |  | 2296.7883 | 2057.3604
EKPC | 2031 |  |  | 2280 | 2331 |  | 2322.1389 | 2061.1704
EKPC | 2032 |  |  | 2290 | 2353 |  | 2343.5007 | 2067.2736
EKPC | 2033 |  |  | 2300 | 2377 |  | 2365.684 | 2076.2936
EKPC | 2034 |  |  | 2310 | 2405 |  | 2394.1247 | 2085.7509
EKPC | 2035 |  |  | 2322 | 2433 |  | 2419.7052 | 2096.4954
EKPC | 2036 |  |  | 2336 | 2462 |  | 2445.7125 | 2106.9616
JCPL | 1998 | 4998
JCPL | 1999 | 5357
JCPL | 2000 | 5047 |  |  |  | 5632.8138
JCPL | 2001 | 5826 |  |  |  | 5762.4738
JCPL | 2002 | 5919 |  |  |  | 5884.5391
JCPL | 2003 | 5669 |  |  |  | 5985.6512
JCPL | 2004 | 5458 |  |  |  | 6127.6955
JCPL | 2005 | 6441 | 6162.61 |  |  | 6285.4452
JCPL | 2006 | 6751 | 6228.33 |  |  | 6301.7895
JCPL | 2007 | 6314 | 6341.1 |  |  | 6387.7118
JCPL | 2008 | 6398 | 6256.09 |  |  | 6340.6062
JCPL | 2009 | 5739 | 6138.08 |  |  | 6232.1503
JCPL | 2010 | 6449 | 6059.29 |  |  | 6219.7162
JCPL | 2011 | 6675 | 5980.24 |  |  | 6093.5384
JCPL | 2012 | 6300 | 6053.04 |  |  | 6055.9912
JCPL | 2013 | 6379 | 6006.43 |  |  | 6056.8896
JCPL | 2014 | 5637 | 6032.04 |  |  | 6094.4101
JCPL | 2015 | 5819 | 5978.89 |  |  | 6099.5827
JCPL | 2016 | 5955 | 6112.05 |  |  | 6042.3139
JCPL | 2017 | 5721 | 5880.07 |  |  | 6052.3594
JCPL | 2018 | 5977 | 6026.17 |  |  | 6044.9085
JCPL | 2019 | 6058 | 5849.08 |  |  | 6002.5689
JCPL | 2020 | 5904 | 6126.54 |  |  | 5945.7923
JCPL | 2021 |  |  | 5876 | 5875 |  | 5931.2566 | 5853.3161
JCPL | 2022 |  |  | 5891 | 5894 |  | 5946.2319 | 5863.3778
JCPL | 2023 |  |  | 5920 | 5912 |  | 5970.4978 | 5869.9559
JCPL | 2024 |  |  | 5945 | 5932 |  | 5995.8834 | 5882.4955
JCPL | 2025 |  |  | 5972 | 5945 |  | 6015.6708 | 5886.0099
JCPL | 2026 |  |  | 6006 | 5962 |  | 6038.7153 | 5897.3356
JCPL | 2027 |  |  | 6037 | 5994 |  | 6063.5586 | 5916.885
JCPL | 2028 |  |  | 6071 | 6027 |  | 6101.1791 | 5943.9991
JCPL | 2029 |  |  | 6121 | 6066 |  | 6141.9505 | 5974.4156
JCPL | 2030 |  |  | 6151 | 6099 |  | 6184.4308 | 5999.4826
JCPL | 2031 |  |  | 6193 | 6129 |  | 6220.2147 | 6019.1372
JCPL | 2032 |  |  | 6239 | 6162 |  | 6240.3635 | 6042.0315
JCPL | 2033 |  |  | 6262 | 6193 |  | 6268.2093 | 6062.1966
JCPL | 2034 |  |  | 6296 | 6222 |  | 6301.9506 | 6082.8326
JCPL | 2035 |  |  | 6328 | 6251 |  | 6331.7986 | 6102.5053
JCPL | 2036 |  |  | 6365 | 6273 |  | 6364.2637 | 6118.3371
METED | 1998 | 2225
METED | 1999 | 2492
METED | 2000 | 2342 |  |  |  | 2461.3212
METED | 2001 | 2600 |  |  |  | 2550.6375
METED | 2002 | 2616 |  |  |  | 2615.885
METED | 2003 | 2514 |  |  |  | 2697.5087
METED | 2004 | 2557 |  |  |  | 2802.5327
METED | 2005 | 2862 | 2794.27 |  |  | 2883.2707
METED | 2006 | 3000 | 2908.12 |  |  | 2917.9846
METED | 2007 | 2996 | 2890.82 |  |  | 2988.5477
METED | 2008 | 3110 | 2978.48 |  |  | 2995.583
METED | 2009 | 2840 | 2947.9 |  |  | 2949.6218
METED | 2010 | 2941 | 2899.19 |  |  | 2982.2074
METED | 2011 | 3208 | 2991.99 |  |  | 2914.8387
METED | 2012 | 3039 | 2945.78 |  |  | 2895.0509
METED | 2013 | 3013 | 2903.27 |  |  | 2912.8793
METED | 2014 | 2817 | 2899.35 |  |  | 2946.4373
METED | 2015 | 2792 | 2926.96 |  |  | 2939.1115
METED | 2016 | 2948 | 2950.54 |  |  | 2939.2831
METED | 2017 | 2897 | 2986.4 |  |  | 2972.4887
METED | 2018 | 3028 | 3019.59 |  |  | 3012.3772
METED | 2019 | 2987 | 3024.17 |  |  | 3023.4854
METED | 2020 | 2977 | 3027.91 |  |  | 3020.4955
METED | 2021 |  |  | 3060 | 2980 |  | 3004.8713 | 3025.1326
METED | 2022 |  |  | 3085 | 2986 |  | 3015.1885 | 3034.7569
METED | 2023 |  |  | 3106 | 2991 |  | 3022.7431 | 3040.9093
METED | 2024 |  |  | 3124 | 2997 |  | 3033.8278 | 3060.5348
METED | 2025 |  |  | 3148 | 3007 |  | 3047.4269 | 3082.4442
METED | 2026 |  |  | 3165 | 3020 |  | 3064.3516 | 3102.8207
METED | 2027 |  |  | 3183 | 3032 |  | 3079.366 | 3116.1979
METED | 2028 |  |  | 3201 | 3044 |  | 3093.5039 | 3126.4178
METED | 2029 |  |  | 3211 | 3053 |  | 3107.8402 | 3143.7045
METED | 2030 |  |  | 3233 | 3062 |  | 3119.8381 | 3164.9595
METED | 2031 |  |  | 3255 | 3072 |  | 3133.5473 | 3190.4713
METED | 2032 |  |  | 3274 | 3086 |  | 3151.1935 | 3207.0066
METED | 2033 |  |  | 3284 | 3100 |  | 3165.0611 | 3221.6268
METED | 2034 |  |  | 3297 | 3106 |  | 3178.0747 | 3229.4372
METED | 2035 |  |  | 3309 | 3116 |  | 3190.6678 | 3245.0084
METED | 2036 |  |  | 3328 | 3122 |  | 3197.1012 | 3271.6506
PECO | 1998 | 7108
PECO | 1999 | 8230
PECO | 2000 | 7333 |  |  |  | 7946.7151
PECO | 2001 | 8187 |  |  |  | 7948.3509
PECO | 2002 | 8164 |  |  |  | 8087.9146
PECO | 2003 | 7696 |  |  |  | 8168.503
PECO | 2004 | 7567 |  |  |  | 8285.3966
PECO | 2005 | 8848 | 8355.45 |  |  | 8384.8664
PECO | 2006 | 8995 | 8487.88 |  |  | 8486.1884
PECO | 2007 | 8851 | 8527.89 |  |  | 8758.0673
PECO | 2008 | 8838 | 8636.55 |  |  | 8787.6607
PECO | 2009 | 8010 | 8616.77 |  |  | 8720.0155
PECO | 2010 | 8911 | 8452.74 |  |  | 8757.4304
PECO | 2011 | 9286 | 8594.12 |  |  | 8645.6644
PECO | 2012 | 8727 | 8502.3 |  |  | 8478.625
PECO | 2013 | 8655 | 8356.77 |  |  | 8522.774
PECO | 2014 | 8258 | 8333.05 |  |  | 8566.562
PECO | 2015 | 8095 | 8245.17 |  |  | 8487.6461
PECO | 2016 | 8364 | 8464.71 |  |  | 8420.9419
PECO | 2017 | 8142 | 8328.79 |  |  | 8419.6312
PECO | 2018 | 8608 | 8455.69 |  |  | 8502.3241
PECO | 2019 | 8432 | 8510.87 |  |  | 8472.8952
PECO | 2020 | 8148 | 8185.32 |  |  | 8454.9856
PECO | 2021 |  |  | 8389 | 8501 |  | 8436.3389 | 8556.3121
PECO | 2022 |  |  | 8451 | 8513 |  | 8443.8923 | 8558.9109
PECO | 2023 |  |  | 8503 | 8523 |  | 8445.5407 | 8576.0772
PECO | 2024 |  |  | 8547 | 8550 |  | 8461.0429 | 8645.4497
PECO | 2025 |  |  | 8583 | 8557 |  | 8467.5097 | 8676.9215
PECO | 2026 |  |  | 8600 | 8573 |  | 8468.6591 | 8687.6767
PECO | 2027 |  |  | 8614 | 8567 |  | 8456.8426 | 8702.0816
PECO | 2028 |  |  | 8628 | 8569 |  | 8450.9513 | 8685.82
PECO | 2029 |  |  | 8666 | 8607 |  | 8478.0226 | 8715.8487
PECO | 2030 |  |  | 8675 | 8614 |  | 8487.8748 | 8782.8168
PECO | 2031 |  |  | 8691 | 8627 |  | 8490.8421 | 8814.775
PECO | 2032 |  |  | 8695 | 8635 |  | 8480.3356 | 8814.0988
PECO | 2033 |  |  | 8685 | 8647 |  | 8476.3198 | 8806.9236
PECO | 2034 |  |  | 8684 | 8663 |  | 8483.5364 | 8820.8845
PECO | 2035 |  |  | 8690 | 8685 |  | 8494.7377 | 8844.522
PECO | 2036 |  |  | 8691 | 8690 |  | 8503.3078 | 8916.711
PENLC | 1998 | 2419
PENLC | 1999 | 2516
PENLC | 2000 | 2482 |  |  |  | 2514.5409
PENLC | 2001 | 2709 |  |  |  | 2558.0936
PENLC | 2002 | 2707 |  |  |  | 2635.1771
PENLC | 2003 | 2623 |  |  |  | 2683.105
PENLC | 2004 | 2639 |  |  |  | 2767.0204
PENLC | 2005 | 2875 | 2846.26 |  |  | 2832.4189
PENLC | 2006 | 3069 | 2899.62 |  |  | 2845.8465
PENLC | 2007 | 2903 | 2826.81 |  |  | 2903.869
PENLC | 2008 | 2881 | 2872.18 |  |  | 2941.3276
PENLC | 2009 | 2817 | 2858.26 |  |  | 2897.511
PENLC | 2010 | 2971 | 2916.71 |  |  | 2968.743
PENLC | 2011 | 3129 | 2920.12 |  |  | 2941.287
PENLC | 2012 | 2914 | 2895.26 |  |  | 2918.8291
PENLC | 2013 | 3088 | 2881.75 |  |  | 2905.9767
PENLC | 2014 | 2789 | 2852.93 |  |  | 2934.2096
PENLC | 2015 | 2819 | 2893.93 |  |  | 2914.6291
PENLC | 2016 | 2910 | 2836.22 |  |  | 2881.6752
PENLC | 2017 | 2883 | 2896.27 |  |  | 2900.1101
PENLC | 2018 | 2998 | 2885.67 |  |  | 2905.8317
PENLC | 2019 | 2866 | 2874.36 |  |  | 2876.7812
PENLC | 2020 | 2912 | 2952.19 |  |  | 2879.9846
PENLC | 2021 |  |  | 2894 | 2865 |  | 2881.6597 | 2881.4456
PENLC | 2022 |  |  | 2924 | 2866 |  | 2881.1292 | 2879.099
PENLC | 2023 |  |  | 2943 | 2855 |  | 2872.2014 | 2871.1681
PENLC | 2024 |  |  | 2962 | 2851 |  | 2867.3647 | 2869.8438
PENLC | 2025 |  |  | 2990 | 2854 |  | 2879.032 | 2874.6083
PENLC | 2026 |  |  | 3021 | 2857 |  | 2884.9619 | 2879.2529
PENLC | 2027 |  |  | 3041 | 2860 |  | 2889.2438 | 2877.4966
PENLC | 2028 |  |  | 3070 | 2854 |  | 2887.2313 | 2873.4178
PENLC | 2029 |  |  | 3102 | 2850 |  | 2884.3468 | 2870.6866
PENLC | 2030 |  |  | 3126 | 2855 |  | 2892.2736 | 2870.4579
PENLC | 2031 |  |  | 3164 | 2858 |  | 2900.2584 | 2871.2589
PENLC | 2032 |  |  | 3200 | 2870 |  | 2905.1441 | 2870.2319
PENLC | 2033 |  |  | 3236 | 2868 |  | 2903.5295 | 2867.7782
PENLC | 2034 |  |  | 3262 | 2854 |  | 2899.0392 | 2864.501
PENLC | 2035 |  |  | 3291 | 2848 |  | 2894.7551 | 2854.093
PENLC | 2036 |  |  | 3326 | 2853 |  | 2905.6332 | 2856.8793
PEPCO | 1998 | 5807
PEPCO | 1999 | 6224
PEPCO | 2000 | 5721 |  |  |  | 6255.4892
PEPCO | 2001 | 6399 |  |  |  | 6414.0598
PEPCO | 2002 | 6513 |  |  |  | 6460.7283
PEPCO | 2003 | 6166 |  |  |  | 6543.8515
PEPCO | 2004 | 6087 |  |  |  | 6640.7428
PEPCO | 2005 | 6767 | 6481.04 |  |  | 6801.4462
PEPCO | 2006 | 6947 | 6686.77 |  |  | 6710.4868
PEPCO | 2007 | 6892 | 6555.08 |  |  | 6791.2831
PEPCO | 2008 | 6753 | 6651.45 |  |  | 6793.0274
PEPCO | 2009 | 6326 | 6598.6 |  |  | 6788.6839
PEPCO | 2010 | 6719 | 6553.77 |  |  | 6816.0138
PEPCO | 2011 | 7025 | 6326.26 |  |  | 6619.212
PEPCO | 2012 | 6759 | 6544.22 |  |  | 6511.6956
PEPCO | 2013 | 6534 | 6381.04 |  |  | 6443.5036
PEPCO | 2014 | 6346 | 6393.07 |  |  | 6425.8698
PEPCO | 2015 | 6268 | 6253.4 |  |  | 6343.1679
PEPCO | 2016 | 6584 | 6308.07 |  |  | 6337.9433
PEPCO | 2017 | 6098 | 6190.74 |  |  | 6193.8491
PEPCO | 2018 | 6412 | 6130.28 |  |  | 6200.9039
PEPCO | 2019 | 6191 | 6147.83 |  |  | 6081.505
PEPCO | 2020 | 5887 | 5838.14 |  |  | 5919.9636
PEPCO | 2021 |  |  | 5924 | 5906 |  | 5875.0655 | 6005.6545
PEPCO | 2022 |  |  | 5814 | 5904 |  | 5859.7914 | 6002.7725
PEPCO | 2023 |  |  | 5793 | 5883 |  | 5834.1211 | 6000.8725
PEPCO | 2024 |  |  | 5780 | 5870 |  | 5814.9729 | 6003.8801
PEPCO | 2025 |  |  | 5727 | 5836 |  | 5775.1776 | 5991.7056
PEPCO | 2026 |  |  | 5646 | 5787 |  | 5718.2952 | 5959.563
PEPCO | 2027 |  |  | 5551 | 5739 |  | 5675.1376 | 5920.3071
PEPCO | 2028 |  |  | 5476 | 5691 |  | 5613.8698 | 5871.4995
PEPCO | 2029 |  |  | 5414 | 5649 |  | 5568.6736 | 5852.3274
PEPCO | 2030 |  |  | 5335 | 5590 |  | 5506.1525 | 5798.981
PEPCO | 2031 |  |  | 5248 | 5552 |  | 5447.6443 | 5772.121
PEPCO | 2032 |  |  | 5166 | 5517 |  | 5403.5947 | 5718.6929
PEPCO | 2033 |  |  | 5089 | 5486 |  | 5368.0869 | 5692.4852
PEPCO | 2034 |  |  | 5045 | 5454 |  | 5328.2017 | 5687.4667
PEPCO | 2035 |  |  | 5000 | 5438 |  | 5306.7969 | 5690.8686
PEPCO | 2036 |  |  | 4955 | 5432 |  | 5296.6601 | 5672.855
PJM RTO | 1998 | 131813
PJM RTO | 1999 | 141491
PJM RTO | 2000 | 131798 |  |  |  | 143192.6249
PJM RTO | 2001 | 150924 |  |  |  | 146096.7573
PJM RTO | 2002 | 150826 |  |  |  | 147834.9954
PJM RTO | 2003 | 145227 |  |  |  | 149580.766
PJM RTO | 2004 | 139279 |  |  |  | 152900.8504
PJM RTO | 2005 | 155257 | 150587.19 |  |  | 154881.5941
PJM RTO | 2006 | 166929 | 154054.4 |  |  | 155529.4861
PJM RTO | 2007 | 162035 | 154291.46 |  |  | 158642.0063
PJM RTO | 2008 | 150622 | 156159.19 |  |  | 158789.1346
PJM RTO | 2009 | 145112 | 151524.02 |  |  | 155349.2863
PJM RTO | 2010 | 157247 | 152888.26 |  |  | 156839.664
PJM RTO | 2011 | 165524 | 152461.68 |  |  | 153917.8025
PJM RTO | 2012 | 158219 | 152502.29 |  |  | 152919.3433
PJM RTO | 2013 | 159149 | 150387.16 |  |  | 152531.9142
PJM RTO | 2014 | 141509 | 150072.42 |  |  | 153397.8881
PJM RTO | 2015 | 143579 | 148826.94 |  |  | 152421.1014
PJM RTO | 2016 | 152069 | 148920.08 |  |  | 151188.2595
PJM RTO | 2017 | 145434 | 150166.78 |  |  | 150824.4155
PJM RTO | 2018 | 150573 | 149592.82 |  |  | 151479.0879
PJM RTO | 2019 | 151302 | 148889.88 |  |  | 150447.8758
PJM RTO | 2020 | 144320 | 146891.32 |  |  | 149356.4248
PJM RTO | 2021 |  |  | 149224 | 149686 |  | 149878.3075 | 150972.3176
PJM RTO | 2022 |  |  | 149966 | 150038 |  | 150499.4882 | 151780.1958
PJM RTO | 2023 |  |  | 150855 | 150350 |  | 150830.2718 | 152394.6369
PJM RTO | 2024 |  |  | 151503 | 150746 |  | 151415.5461 | 153033.4007
PJM RTO | 2025 |  |  | 151928 | 150992 |  | 151708.6788 | 153576.8392
PJM RTO | 2026 |  |  | 152290 | 151159 |  | 151840.127 | 153749.9665
PJM RTO | 2027 |  |  | 152571 | 151131 |  | 151624.0583 | 153871.5828
PJM RTO | 2028 |  |  | 152971 | 151172 |  | 151524.9361 | 153933.6548
PJM RTO | 2029 |  |  | 153268 | 151249 |  | 151773.113 | 154195.7452
PJM RTO | 2030 |  |  | 153536 | 151188 |  | 151692.1476 | 154321.2486
PJM RTO | 2031 |  |  | 153759 | 151234 |  | 151635.885 | 154373.0098
PJM RTO | 2032 |  |  | 154045 | 151258 |  | 151607.1027 | 154485.8788
PJM RTO | 2033 |  |  | 154323 | 151307 |  | 151538.1743 | 154560.0765
PJM RTO | 2034 |  |  | 154561 | 151215 |  | 151390.8369 | 154588.31
PJM RTO | 2035 |  |  | 154620 | 151182 |  | 151414.3711 | 154699.698
PJM RTO | 2036 |  |  | 154728 | 151318 |  | 151452.7132 | 155040.013
PL | 1998 | 5809
PL | 1999 | 6416
PL | 2000 | 6068 |  |  |  | 6641.5239
PL | 2001 | 6790 |  |  |  | 6731.3675
PL | 2002 | 6946 |  |  |  | 6822.7494
PL | 2003 | 6481 |  |  |  | 6908.8525
PL | 2004 | 6447 |  |  |  | 7051.2135
PL | 2005 | 7176 | 6857.02 |  |  | 7142.1765
PL | 2006 | 7689 | 7252.34 |  |  | 7206.4902
PL | 2007 | 7305 | 7121.79 |  |  | 7352.6661
PL | 2008 | 7371 | 7320.79 |  |  | 7394.7354
PL | 2009 | 6853 | 7326.5 |  |  | 7314.6024
PL | 2010 | 7216 | 7181 |  |  | 7318.978
PL | 2011 | 7528 | 7121.88 |  |  | 7074.4599
PL | 2012 | 7290 | 7024.25 |  |  | 7050.096
PL | 2013 | 7328 | 6965.48 |  |  | 7048.9539
PL | 2014 | 6732 | 6960.39 |  |  | 7102.8386
PL | 2015 | 6721 | 6931.05 |  |  | 7069.468
PL | 2016 | 6841 | 6647.04 |  |  | 7016.8768
PL | 2017 | 6730 | 7051.93 |  |  | 7019.178
PL | 2018 | 7129 | 7065.2 |  |  | 7067.3721
PL | 2019 | 7070 | 7069.11 |  |  | 7088.1334
PL | 2020 | 7050 | 7041.33 |  |  | 7074.9098
PL | 2021 |  |  | 7204 | 7035 |  | 7077.8109 | 7128.4127
PL | 2022 |  |  | 7269 | 7044 |  | 7095.9626 | 7154.2337
PL | 2023 |  |  | 7321 | 7052 |  | 7100.9947 | 7168.105
PL | 2024 |  |  | 7362 | 7074 |  | 7135.8806 | 7206.8778
PL | 2025 |  |  | 7426 | 7089 |  | 7154.4237 | 7234.2768
PL | 2026 |  |  | 7486 | 7108 |  | 7172.4782 | 7262.6948
PL | 2027 |  |  | 7534 | 7125 |  | 7189.3281 | 7279.6075
PL | 2028 |  |  | 7583 | 7141 |  | 7204.7702 | 7303.7611
PL | 2029 |  |  | 7632 | 7163 |  | 7241.6016 | 7337.1887
PL | 2030 |  |  | 7691 | 7184 |  | 7270.7404 | 7384.3018
PL | 2031 |  |  | 7758 | 7205 |  | 7293.8994 | 7412.1444
PL | 2032 |  |  | 7824 | 7221 |  | 7312.2922 | 7430.9505
PL | 2033 |  |  | 7881 | 7235 |  | 7334.2337 | 7458.4564
PL | 2034 |  |  | 7922 | 7242 |  | 7344.7496 | 7477.8642
PL | 2035 |  |  | 7959 | 7257 |  | 7369.1779 | 7505.9319
PL | 2036 |  |  | 8029 | 7290 |  | 7399.0189 | 7548.8401
PS | 1998 | 9291
PS | 1999 | 10226
PS | 2000 | 9369 |  |  |  | 9839.4172
PS | 2001 | 10427 |  |  |  | 10177.8878
PS | 2002 | 10188 |  |  |  | 10044.2007
PS | 2003 | 9856 |  |  |  | 10268.0204
PS | 2004 | 9429 |  |  |  | 10518.9226
PS | 2005 | 11122 | 10568.54 |  |  | 10661.0739
PS | 2006 | 11229 | 10492.95 |  |  | 10631.1597
PS | 2007 | 10478 | 10656.2 |  |  | 10745.0255
PS | 2008 | 10716 | 10669.94 |  |  | 10665.3211
PS | 2009 | 9687 | 10487.91 |  |  | 10445.7964
PS | 2010 | 10762 | 10141.58 |  |  | 10377.9852
PS | 2011 | 10998 | 9992.17 |  |  | 10080.3196
PS | 2012 | 10475 | 10075.38 |  |  | 10016.5492
PS | 2013 | 10415 | 9910.19 |  |  | 9952.9125
PS | 2014 | 9516 | 9858.73 |  |  | 9975.805
PS | 2015 | 9595 | 9806.11 |  |  | 10010.7726
PS | 2016 | 9801 | 9877.34 |  |  | 9886.6633
PS | 2017 | 9567 | 9761.06 |  |  | 9954.5189
PS | 2018 | 9979 | 9844.13 |  |  | 9938.4068
PS | 2019 | 9754 | 9704.11 |  |  | 9923.9813
PS | 2020 | 9558 | 9896.26 |  |  | 9825.918
PS | 2021 |  |  | 9871 | 9760 |  | 9795.7269 | 9713.9432
PS | 2022 |  |  | 9923 | 9815 |  | 9837.9367 | 9760.4395
PS | 2023 |  |  | 9985 | 9861 |  | 9898.6989 | 9801.4512
PS | 2024 |  |  | 10050 | 9932 |  | 9980.3122 | 9863.7395
PS | 2025 |  |  | 10104 | 9960 |  | 10008.4156 | 9887.0847
PS | 2026 |  |  | 10148 | 10002 |  | 10046.5179 | 9905.7876
PS | 2027 |  |  | 10189 | 10049 |  | 10081.2253 | 9944.6065
PS | 2028 |  |  | 10247 | 10106 |  | 10142.1565 | 9995.3967
PS | 2029 |  |  | 10311 | 10179 |  | 10225.5711 | 10057.7487
PS | 2030 |  |  | 10366 | 10251 |  | 10278.7139 | 10111.9091
PS | 2031 |  |  | 10407 | 10310 |  | 10347.9444 | 10159.5218
PS | 2032 |  |  | 10454 | 10369 |  | 10398.8151 | 10205.2951
PS | 2033 |  |  | 10492 | 10420 |  | 10442.6477 | 10245.816
PS | 2034 |  |  | 10534 | 10464 |  | 10493.6763 | 10286.2373
PS | 2035 |  |  | 10572 | 10513 |  | 10545.9938 | 10331.5693
PS | 2036 |  |  | 10612 | 10575 |  | 10621.4957 | 10369.2539
RECO | 1998 | 364
RECO | 1999 | 438
RECO | 2000 | 386 |  |  |  | 405.444
RECO | 2001 | 471 |  |  |  | 406.6054
RECO | 2002 | 438 |  |  |  | 407.2926
RECO | 2003 | 394 |  |  |  | 410.4396
RECO | 2004 | 383 |  |  |  | 413.376
RECO | 2005 | 435 | 433.47 |  |  | 416.5635
RECO | 2006 | 442 | 423.84 |  |  | 418.853
RECO | 2007 | 424 | 435.82 |  |  | 419.1109
RECO | 2008 | 440 | 431.43 |  |  | 418.126
RECO | 2009 | 372 | 418.02 |  |  | 416.7851
RECO | 2010 | 431 | 408.06 |  |  | 416.0909
RECO | 2011 | 437 | 389.3 |  |  | 402.1479
RECO | 2012 | 430 | 404.8 |  |  | 404.3959
RECO | 2013 | 439 | 409.8 |  |  | 403.5412
RECO | 2014 | 389 | 405.1 |  |  | 401.5537
RECO | 2015 | 398 | 389.62 |  |  | 398.701
RECO | 2016 | 402 | 403.63 |  |  | 402.281
RECO | 2017 | 402 | 396.08 |  |  | 406.3898
RECO | 2018 | 415 | 406.42 |  |  | 407.07
RECO | 2019 | 394 | 400.78 |  |  | 409.3489
RECO | 2020 | 398 | 426.45 |  |  | 411.2741
RECO | 2021 |  |  | 396 | 408 |  | 410.9052 | 413.331
RECO | 2022 |  |  | 395 | 409 |  | 413.6693 | 416.5984
RECO | 2023 |  |  | 394 | 412 |  | 416.2547 | 419.5184
RECO | 2024 |  |  | 394 | 413 |  | 420.572 | 422.5084
RECO | 2025 |  |  | 393 | 415 |  | 423.4185 | 426.7837
RECO | 2026 |  |  | 394 | 418 |  | 427.9664 | 431.829
RECO | 2027 |  |  | 394 | 421 |  | 431.5104 | 436.4639
RECO | 2028 |  |  | 395 | 423 |  | 435.8679 | 440.4418
RECO | 2029 |  |  | 395 | 427 |  | 441.801 | 445.8968
RECO | 2030 |  |  | 396 | 429 |  | 447.861 | 452.5748
RECO | 2031 |  |  | 397 | 432 |  | 453.7459 | 459.5247
RECO | 2032 |  |  | 397 | 434 |  | 456.6308 | 464.5449
RECO | 2033 |  |  | 397 | 436 |  | 460.5988 | 470.6772
RECO | 2034 |  |  | 397 | 439 |  | 464.4699 | 476.428
RECO | 2035 |  |  | 397 | 441 |  | 469.5544 | 481.0639
RECO | 2036 |  |  | 397 | 443 |  | 477.5099 | 487.8775
UGI | 1998 | 156
UGI | 1999 | 171
UGI | 2000 | 159 |  |  |  | 182.286
UGI | 2001 | 181 |  |  |  | 185.4993
UGI | 2002 | 184 |  |  |  | 186.9225
UGI | 2003 | 175 |  |  |  | 189.3926
UGI | 2004 | 171 |  |  |  | 191.7839
UGI | 2005 | 196 | 183.36 |  |  | 193.764
UGI | 2006 | 212 | 190.07 |  |  | 194.0332
UGI | 2007 | 195 | 189.49 |  |  | 196.9215
UGI | 2008 | 195 | 188.84 |  |  | 197.0475
UGI | 2009 | 181 | 188.7 |  |  | 194.56
UGI | 2010 | 197 | 188.16 |  |  | 195.0843
UGI | 2011 | 216 | 191.69 |  |  | 197.342
UGI | 2012 | 200 | 191.44 |  |  | 197.8737
UGI | 2013 | 205 | 190.99 |  |  | 198.3846
UGI | 2014 | 189 | 190.35 |  |  | 198.3639
UGI | 2015 | 193 | 192.4 |  |  | 198.3956
UGI | 2016 | 200 | 189.57 |  |  | 197.4149
UGI | 2017 | 185 | 192.32 |  |  | 198.7558
UGI | 2018 | 207 | 196.94 |  |  | 199.8781
UGI | 2019 | 203 | 193.82 |  |  | 200.0545
UGI | 2020 | 211 | 198.14 |  |  | 199.17
UGI | 2021 |  |  | 195 | 196 |  | 199.3213 | 196.5295
UGI | 2022 |  |  | 195 | 197 |  | 199.7987 | 196.6738
UGI | 2023 |  |  | 195 | 196 |  | 200.0195 | 196.7062
UGI | 2024 |  |  | 196 | 196 |  | 200.5754 | 197.0537
UGI | 2025 |  |  | 197 | 197 |  | 201.6011 | 197.238
UGI | 2026 |  |  | 198 | 198 |  | 202.7372 | 197.3909
UGI | 2027 |  |  | 198 | 198 |  | 203.3614 | 197.6807
UGI | 2028 |  |  | 199 | 198 |  | 203.6979 | 197.9368
UGI | 2029 |  |  | 200 | 198 |  | 204.2314 | 198.689
UGI | 2030 |  |  | 200 | 198 |  | 204.6206 | 198.6066
UGI | 2031 |  |  | 201 | 198 |  | 205.2333 | 198.7911
UGI | 2032 |  |  | 202 | 199 |  | 206.3352 | 199.1812
UGI | 2033 |  |  | 203 | 199 |  | 207.0709 | 199.875
UGI | 2034 |  |  | 203 | 199 |  | 207.2326 | 199.5465
UGI | 2035 |  |  | 204 | 199 |  | 207.8852 | 200.2335
UGI | 2036 |  |  | 204 | 200 |  | 208.649 | 199.9005

## Winter - Pivot Data
ZONE | PJM RTO
Data
Delivery Year | Sum of peak | Sum of WN (Test model 10/4 LAS) | Sum of 2021 Forecast | Sum of Test (10/4 LAS)
1997 | 102081
1998 | 116086
1999 | 118435 | 117020.338
2000 | 118046 | 121009.2212
2001 | 112217 | 121896.648
2002 | 129965 | 123157.187
2003 | 122424 | 126330.6652
2004 | 131234 | 130063.6336
2005 | 126777 | 131009.814
2006 | 136804 | 133193.7154
2007 | 128368 | 134600.8889
2008 | 134077 | 129924.8352
2009 | 125350 | 131395.5119
2010 | 132315 | 131391.7021
2011 | 124506 | 132821.9636
2012 | 128810 | 131757.3136
2013 | 141866 | 131349.897
2014 | 142856 | 132064.7403
2015 | 129540 | 131301.0675
2016 | 130825 | 130440.5868
2017 | 137212 | 131519.6164
2018 | 137618 | 130645.3371
2019 | 120272 | 132552.6765
2020 |  |  | 132027 | 131171.4123
2021 |  |  | 132632 | 132181.0147
2022 |  |  | 132785 | 132983.3618
2023 |  |  | 133527 | 133790.6037
2024 |  |  | 133888 | 134283.7391
2025 |  |  | 134223 | 134471.7214
2026 |  |  | 134799 | 134967.8915
2027 |  |  | 135163 | 135340.6512
2028 |  |  | 135108 | 135685.0892
2029 |  |  | 135829 | 135625.3434
2030 |  |  | 135568 | 135919.6558
2031 |  |  | 135799 | 135922.2771
2032 |  |  | 136319 | 136497.0584
2033 |  |  | 136238 | 136591.8755
2034 |  |  | 136304 | 136758.2742 | 0.2847%
2035 |  |  | 136459 | 136885.2102
Total Result | 2927684 | 2715447.3594 | 2156668 | 2159075.1793

## Winter - Data
ZONE | Delivery Year | peak | WN | 2021 Forecast | Test (as of 9/3 LAS) | WN (Test model 10/4 LAS) | Test (10/4 LAS) | Test - No trend (10/4 LAS)
AE | 1997 | 1456
AE | 1998 | 1582
AE | 1999 | 1666 |  |  |  | 1599.9403
AE | 2000 | 1659 |  |  |  | 1664.6507
AE | 2001 | 1592 |  |  |  | 1691.2058
AE | 2002 | 1755 |  |  |  | 1698.5697
AE | 2003 | 1773 |  |  |  | 1735.2284
AE | 2004 | 1863 | 1702.35 |  |  | 1754.6609
AE | 2005 | 1777 | 1702.4 |  |  | 1767.2179
AE | 2006 | 1793 | 1729.65 |  |  | 1754.2571
AE | 2007 | 1744 | 1741.4 |  |  | 1771.146
AE | 2008 | 1777 | 1707.85 |  |  | 1725.5345
AE | 2009 | 1677 | 1668.55 |  |  | 1716.7389
AE | 2010 | 1736 | 1658.69 |  |  | 1700.1407
AE | 2011 | 1654 | 1636.63 |  |  | 1716.8868
AE | 2012 | 1647 | 1594.62 |  |  | 1676.8185
AE | 2013 | 1807 | 1569.16 |  |  | 1658.1669
AE | 2014 | 1705 | 1623.44 |  |  | 1630.1406
AE | 2015 | 1556 | 1557.14 |  |  | 1611.8235
AE | 2016 | 1628 | 1499.89 |  |  | 1570.9765
AE | 2017 | 1679 | 1488.45 |  |  | 1569.154
AE | 2018 | 1635 | 1493.37 |  |  | 1555.9692
AE | 2019 | 1484 | 1492.99 |  |  | 1561.7383
AE | 2020 |  |  | 1538 | 1530 |  | 1533.742 | 1565.1395
AE | 2021 |  |  | 1541 | 1528 |  | 1530.6112 | 1571.7828
AE | 2022 |  |  | 1541 | 1525 |  | 1527.551 | 1580.1632
AE | 2023 |  |  | 1555 | 1521 |  | 1523.5503 | 1588.6953
AE | 2024 |  |  | 1567 | 1518 |  | 1520.1416 | 1596.4133
AE | 2025 |  |  | 1579 | 1514 |  | 1516.4608 | 1601.6408
AE | 2026 |  |  | 1584 | 1511 |  | 1513.7386 | 1605.6964
AE | 2027 |  |  | 1592 | 1505 |  | 1507.9292 | 1609.2841
AE | 2028 |  |  | 1596 | 1494 |  | 1496.0562 | 1608.7141
AE | 2029 |  |  | 1602 | 1495 |  | 1497.2865 | 1616.1464
AE | 2030 |  |  | 1606 | 1484 |  | 1488.1681 | 1615.741
AE | 2031 |  |  | 1612 | 1484 |  | 1487.7774 | 1618.8524
AE | 2032 |  |  | 1615 | 1478 |  | 1480.2799 | 1619.844
AE | 2033 |  |  | 1615 | 1469 |  | 1472.4673 | 1617.1476
AE | 2034 |  |  | 1612 | 1459 |  | 1462.0382 | 1613.6418
AE | 2035 |  |  | 1615 | 1453 |  | 1456.7934 | 1612.5587
AEP | 1997 | 18529
AEP | 1998 | 20432
AEP | 1999 | 21777 |  |  |  | 20960.4661
AEP | 2000 | 21125 |  |  |  | 21605.6554
AEP | 2001 | 20393 |  |  |  | 21360.1667
AEP | 2002 | 22331 |  |  |  | 21507.6382
AEP | 2003 | 21653 |  |  |  | 22042.1352
AEP | 2004 | 22331 | 22371.16 |  |  | 22664.5343
AEP | 2005 | 22360 | 23145.21 |  |  | 23021.2415
AEP | 2006 | 24154 | 23443.05 |  |  | 23735.4085
AEP | 2007 | 24199 | 23989.04 |  |  | 24276.0898
AEP | 2008 | 24422 | 23376.88 |  |  | 22918.883
AEP | 2009 | 22464 | 23498.41 |  |  | 23038.5249
AEP | 2010 | 22887 | 23564.17 |  |  | 23171.2506
AEP | 2011 | 21581 | 23599.52 |  |  | 23155.7659
AEP | 2012 | 22244 | 22870.34 |  |  | 22609.9797
AEP | 2013 | 24413 | 22422.88 |  |  | 22582.9048
AEP | 2014 | 24727 | 22634.48 |  |  | 22582.6343
AEP | 2015 | 22248 | 22295.52 |  |  | 22384.0031
AEP | 2016 | 21607 | 22527.77 |  |  | 22324.6048
AEP | 2017 | 22751 | 22571.51 |  |  | 22352.7279
AEP | 2018 | 22506 | 22363.15 |  |  | 22043.6972
AEP | 2019 | 20538 | 21959.95 |  |  | 22298.1791
AEP | 2020 |  |  | 22301 | 21896 |  | 21951.8505 | 22110.8977
AEP | 2021 |  |  | 22408 | 22049 |  | 22109.726 | 22258.8037
AEP | 2022 |  |  | 22443 | 22037 |  | 22107.1848 | 22252.3839
AEP | 2023 |  |  | 22525 | 22044 |  | 22100.5365 | 22292.1275
AEP | 2024 |  |  | 22521 | 21975 |  | 22033.8994 | 22288.7483
AEP | 2025 |  |  | 22575 | 21959 |  | 22014.8509 | 22321.3568
AEP | 2026 |  |  | 22579 | 21950 |  | 22014.9373 | 22334.4844
AEP | 2027 |  |  | 22630 | 21981 |  | 22066.8129 | 22413.0156
AEP | 2028 |  |  | 22626 | 21956 |  | 22025.4071 | 22392.8743
AEP | 2029 |  |  | 22584 | 21940 |  | 22012.8345 | 22380.8953
AEP | 2030 |  |  | 22570 | 21927 |  | 21999.8 | 22393.2434
AEP | 2031 |  |  | 22580 | 21916 |  | 21996.4035 | 22428.9871
AEP | 2032 |  |  | 22578 | 21933 |  | 22031.5285 | 22528.9954
AEP | 2033 |  |  | 22521 | 21945 |  | 22044.5544 | 22477.8388
AEP | 2034 |  |  | 22476 | 21979 |  | 22097.488 | 22511.0957
AEP | 2035 |  |  | 22380 | 22008 |  | 22141.1568 | 22548.0827
APS | 1997 | 6747
APS | 1998 | 7421
APS | 1999 | 7791 |  |  |  | 7363.9401
APS | 2000 | 7716 |  |  |  | 7756.6371
APS | 2001 | 7552 |  |  |  | 8034.438
APS | 2002 | 8437 |  |  |  | 8160.5824
APS | 2003 | 8288 |  |  |  | 8403.9762
APS | 2004 | 8598 | 8725.62 |  |  | 8650.3006
APS | 2005 | 8410 | 8361.02 |  |  | 8261.0643
APS | 2006 | 8665 | 8380.57 |  |  | 8364.5067
APS | 2007 | 8136 | 8569.34 |  |  | 8494.4741
APS | 2008 | 8527 | 8309.61 |  |  | 8282.7096
APS | 2009 | 7947 | 8559.86 |  |  | 8395.082
APS | 2010 | 8643 | 8325.38 |  |  | 8407.3862
APS | 2011 | 8081 | 8260.77 |  |  | 8589.3584
APS | 2012 | 8496 | 8095.5 |  |  | 8715.1644
APS | 2013 | 9351 | 8141.97 |  |  | 8801.8539
APS | 2014 | 9594 | 8384.94 |  |  | 8817.3784
APS | 2015 | 8666 | 8394.55 |  |  | 8760.418
APS | 2016 | 8755 | 8540.29 |  |  | 8794.4723
APS | 2017 | 9351 | 8720.06 |  |  | 8870.8626
APS | 2018 | 9597 | 8826.76 |  |  | 8771.429
APS | 2019 | 8190 | 8848.72 |  |  | 8819.7885
APS | 2020 |  |  | 8896 | 8666 |  | 8669.7172 | 8747.6158
APS | 2021 |  |  | 8910 | 8780 |  | 8783.8557 | 8890.522
APS | 2022 |  |  | 8937 | 8838 |  | 8840.1842 | 8938.2209
APS | 2023 |  |  | 8972 | 8875 |  | 8876.7368 | 8982.3748
APS | 2024 |  |  | 8992 | 8867 |  | 8867.698 | 8986.7289
APS | 2025 |  |  | 9005 | 8857 |  | 8857.9171 | 8989.7371
APS | 2026 |  |  | 9014 | 8850 |  | 8849.7484 | 8998.5786
APS | 2027 |  |  | 9029 | 8845 |  | 8845.1099 | 9022.3927
APS | 2028 |  |  | 9043 | 8839 |  | 8839.0374 | 9009.7015
APS | 2029 |  |  | 9053 | 8830 |  | 8829.5564 | 9010.4819
APS | 2030 |  |  | 9058 | 8819 |  | 8818.3916 | 9006.4612
APS | 2031 |  |  | 9065 | 8813 |  | 8811.8477 | 9012.0198
APS | 2032 |  |  | 9065 | 8810 |  | 8809.3028 | 9045.2456
APS | 2033 |  |  | 9060 | 8811 |  | 8809.2699 | 9041.3142
APS | 2034 |  |  | 9054 | 8816 |  | 8813.1343 | 9056.393
APS | 2035 |  |  | 9048 | 8819 |  | 8815.893 | 9071.2433
ATSI | 1997 | 9544
ATSI | 1998 | 10187
ATSI | 1999 | 10131 |  |  |  | 10251.7057
ATSI | 2000 | 10561 |  |  |  | 10547.4668
ATSI | 2001 | 9775 |  |  |  | 10358.7999
ATSI | 2002 | 10569 |  |  |  | 10350.2821
ATSI | 2003 | 10556 |  |  |  | 10547.6815
ATSI | 2004 | 10857 | 10875.82 |  |  | 10948.0035
ATSI | 2005 | 10951 | 10845.47 |  |  | 10978.0167
ATSI | 2006 | 11195 | 10837.62 |  |  | 11081.4606
ATSI | 2007 | 10662 | 10960.58 |  |  | 11076.3947
ATSI | 2008 | 10463 | 10289.61 |  |  | 10137.53
ATSI | 2009 | 10687 | 10539.61 |  |  | 10595.7173
ATSI | 2010 | 10710 | 10524.7 |  |  | 10506.3768
ATSI | 2011 | 10121 | 10737.16 |  |  | 10797.6593
ATSI | 2012 | 10360 | 10542.66 |  |  | 10704.8459
ATSI | 2013 | 11352 | 10551.67 |  |  | 10591.475
ATSI | 2014 | 11041 | 10584.12 |  |  | 10716.4239
ATSI | 2015 | 10395 | 10410.8 |  |  | 10610.147
ATSI | 2016 | 10633 | 10415.73 |  |  | 10357.8661
ATSI | 2017 | 10654 | 10476.68 |  |  | 10462.1123
ATSI | 2018 | 11092 | 10808.51 |  |  | 10143.4858
ATSI | 2019 | 9624 | 10745.63 |  |  | 10530.8166
ATSI | 2020 |  |  | 10918 | 10115 |  | 10154.8488 | 10306.6515
ATSI | 2021 |  |  | 10985 | 10104 |  | 10168.7311 | 10392.3348
ATSI | 2022 |  |  | 10977 | 10110 |  | 10182.1924 | 10435.5976
ATSI | 2023 |  |  | 10982 | 10123 |  | 10202.4006 | 10469.4465
ATSI | 2024 |  |  | 10963 | 10097 |  | 10182.2352 | 10468.9335
ATSI | 2025 |  |  | 10952 | 10076 |  | 10170.3068 | 10483.9739
ATSI | 2026 |  |  | 10932 | 10047 |  | 10149.7875 | 10513.4985
ATSI | 2027 |  |  | 10946 | 10030 |  | 10140.6185 | 10538.165
ATSI | 2028 |  |  | 10888 | 10009 |  | 10136.5583 | 10537.6034
ATSI | 2029 |  |  | 10875 | 9982 |  | 10119.8803 | 10569.3304
ATSI | 2030 |  |  | 10856 | 9944 |  | 10086.4194 | 10567.7267
ATSI | 2031 |  |  | 10839 | 9922 |  | 10071.7269 | 10584.9653
ATSI | 2032 |  |  | 10837 | 9893 |  | 10062.609 | 10620.9386
ATSI | 2033 |  |  | 10797 | 9850 |  | 10026.2443 | 10636.3691
ATSI | 2034 |  |  | 10709 | 9814 |  | 10002.9405 | 10644.6183
ATSI | 2035 |  |  | 10654 | 9771 |  | 9976.318 | 10667.6494
BGE | 1997 | 4651
BGE | 1998 | 5411
BGE | 1999 | 5575 |  |  |  | 5632.7398
BGE | 2000 | 5372 |  |  |  | 5637.8116
BGE | 2001 | 5111 |  |  |  | 5681.3195
BGE | 2002 | 6176 |  |  |  | 5754.3779
BGE | 2003 | 6118 |  |  |  | 5818.3151
BGE | 2004 | 6148 | 6148.43 |  |  | 5925.7278
BGE | 2005 | 5793 | 6313.16 |  |  | 5987.0185
BGE | 2006 | 6348 | 6165.3 |  |  | 6051.274
BGE | 2007 | 5690 | 6247.13 |  |  | 5952.0431
BGE | 2008 | 6084 | 6000.32 |  |  | 5895.3393
BGE | 2009 | 5872 | 6082.9 |  |  | 5880.1989
BGE | 2010 | 5905 | 6077.39 |  |  | 6091.0598
BGE | 2011 | 5621 | 6016.78 |  |  | 5954.2258
BGE | 2012 | 5805 | 5822.69 |  |  | 5831.4023
BGE | 2013 | 6612 | 5827.74 |  |  | 5864.0162
BGE | 2014 | 6712 | 5843.21 |  |  | 5877.8246
BGE | 2015 | 5811 | 5826.83 |  |  | 5747.9214
BGE | 2016 | 5666 | 5796.73 |  |  | 5769.9633
BGE | 2017 | 6322 | 5881.31 |  |  | 5890.284
BGE | 2018 | 6409 | 5853.03 |  |  | 5871.3781
BGE | 2019 | 5221 | 5900.94 |  |  | 5890.248
BGE | 2020 |  |  | 6032 | 5813 |  | 5823.5943 | 5795.922
BGE | 2021 |  |  | 6056 | 5843 |  | 5855.2531 | 5811.1688
BGE | 2022 |  |  | 6075 | 5881 |  | 5894.4967 | 5845.3848
BGE | 2023 |  |  | 6116 | 5920 |  | 5934.8422 | 5877.3198
BGE | 2024 |  |  | 6157 | 5951 |  | 5967.61 | 5902.945
BGE | 2025 |  |  | 6189 | 5988 |  | 6006.7014 | 5933.5118
BGE | 2026 |  |  | 6226 | 6028 |  | 6047.6649 | 5970.6818
BGE | 2027 |  |  | 6260 | 6070 |  | 6092.2212 | 6009.9583
BGE | 2028 |  |  | 6288 | 6112 |  | 6135.3889 | 6053.052
BGE | 2029 |  |  | 6313 | 6144 |  | 6170.4634 | 6086.8493
BGE | 2030 |  |  | 6339 | 6183 |  | 6209.6001 | 6123.6084
BGE | 2031 |  |  | 6361 | 6221 |  | 6251.5733 | 6158.6967
BGE | 2032 |  |  | 6389 | 6258 |  | 6287.6363 | 6192.176
BGE | 2033 |  |  | 6402 | 6282 |  | 6314.8622 | 6215.0944
BGE | 2034 |  |  | 6419 | 6314 |  | 6347.143 | 6238.6493
BGE | 2035 |  |  | 6434 | 6334 |  | 6369.909 | 6260.1609
COMED | 1997 | 13573
COMED | 1998 | 14222
COMED | 1999 | 14484 |  |  |  | 13825.3696
COMED | 2000 | 15047 |  |  |  | 14968.593
COMED | 2001 | 13927 |  |  |  | 15055.7066
COMED | 2002 | 14812 |  |  |  | 15127.8576
COMED | 2003 | 15205 |  |  |  | 15124.9711
COMED | 2004 | 15222 | 15963.42 |  |  | 15757.8668
COMED | 2005 | 16081 | 16131.8 |  |  | 16025.4489
COMED | 2006 | 16207 | 16414.34 |  |  | 16138.273
COMED | 2007 | 15845 | 16705.97 |  |  | 16212.5391
COMED | 2008 | 16328 | 16206.52 |  |  | 15753.0919
COMED | 2009 | 16093 | 16333.78 |  |  | 15840.5132
COMED | 2010 | 15653 | 15820.42 |  |  | 15659.0503
COMED | 2011 | 14813 | 15907.79 |  |  | 15994.1008
COMED | 2012 | 15139 | 15648.63 |  |  | 15692.3427
COMED | 2013 | 16519 | 15599.89 |  |  | 15479.6401
COMED | 2014 | 15951 | 15542.07 |  |  | 15519.3661
COMED | 2015 | 14956 | 15330.74 |  |  | 15350.2967
COMED | 2016 | 15385 | 15087.26 |  |  | 15160.1898
COMED | 2017 | 15408 | 15247.48 |  |  | 15146.9174
COMED | 2018 | 15584 | 14771.94 |  |  | 14898.7376
COMED | 2019 | 13832 | 14001.01 |  |  | 14960.9364
COMED | 2020 |  |  | 14478 | 14553 |  | 14570.6892 | 14747.7832
COMED | 2021 |  |  | 14563 | 14479 |  | 14516.0716 | 14745.6559
COMED | 2022 |  |  | 14387 | 14416 |  | 14468.2954 | 14694.0329
COMED | 2023 |  |  | 14310 | 14321 |  | 14381.1116 | 14662.7541
COMED | 2024 |  |  | 14152 | 14210 |  | 14262.9879 | 14548.493
COMED | 2025 |  |  | 14084 | 14132 |  | 14189.5681 | 14499.9062
COMED | 2026 |  |  | 14045 | 14073 |  | 14145.9463 | 14500.5086
COMED | 2027 |  |  | 14003 | 13994 |  | 14081.6243 | 14507.0772
COMED | 2028 |  |  | 13891 | 13917 |  | 13996.2257 | 14394.8566
COMED | 2029 |  |  | 13812 | 13830 |  | 13914.6771 | 14348.6539
COMED | 2030 |  |  | 13673 | 13723 |  | 13828.598 | 14227.9684
COMED | 2031 |  |  | 13587 | 13640 |  | 13753.5142 | 14163.7749
COMED | 2032 |  |  | 13562 | 13575 |  | 13689.3776 | 14225.4593
COMED | 2033 |  |  | 13448 | 13463 |  | 13599.6601 | 14115.0613
COMED | 2034 |  |  | 13343 | 13369 |  | 13516.2051 | 14041.846
COMED | 2035 |  |  | 13227 | 13275 |  | 13425.4492 | 13968.5422
DAYTON | 1997 | 2373
DAYTON | 1998 | 2840
DAYTON | 1999 | 2931 |  |  |  | 2862.4689
DAYTON | 2000 | 2986 |  |  |  | 2916.8179
DAYTON | 2001 | 2631 |  |  |  | 2894.2978
DAYTON | 2002 | 2952 |  |  |  | 2895.3353
DAYTON | 2003 | 2873 |  |  |  | 2967.5933
DAYTON | 2004 | 2975 | 3127.21 |  |  | 3041.9745
DAYTON | 2005 | 2968 | 3121.94 |  |  | 3063.1188
DAYTON | 2006 | 3103 | 3195.35 |  |  | 3092.9507
DAYTON | 2007 | 3031 | 3075.55 |  |  | 3108.4707
DAYTON | 2008 | 3124 | 2992.24 |  |  | 2890.1816
DAYTON | 2009 | 2838 | 2948.37 |  |  | 2935.9542
DAYTON | 2010 | 2865 | 2882.17 |  |  | 2887.297
DAYTON | 2011 | 2710 | 2951.71 |  |  | 3000.8076
DAYTON | 2012 | 2836 | 2868.39 |  |  | 2958.9646
DAYTON | 2013 | 3180 | 2852.4 |  |  | 2952.4463
DAYTON | 2014 | 2999 | 2916.22 |  |  | 3004.6302
DAYTON | 2015 | 2885 | 2938.23 |  |  | 3034.1173
DAYTON | 2016 | 2919 | 3008 |  |  | 2988.329
DAYTON | 2017 | 3007 | 3011.27 |  |  | 2977.3693
DAYTON | 2018 | 3168 | 2990.07 |  |  | 2922.7457
DAYTON | 2019 | 2719 | 2951.3 |  |  | 2947.5009
DAYTON | 2020 |  |  | 2964 | 2957 |  | 2957.0375 | 2951.1786
DAYTON | 2021 |  |  | 2974 | 3029 |  | 3026.6597 | 3016.5416
DAYTON | 2022 |  |  | 2977 | 3061 |  | 3058.2603 | 3049.5894
DAYTON | 2023 |  |  | 2984 | 3088 |  | 3084.4297 | 3074.7028
DAYTON | 2024 |  |  | 2978 | 3101 |  | 3096.214 | 3087.5585
DAYTON | 2025 |  |  | 2981 | 3127 |  | 3121.2266 | 3108.1414
DAYTON | 2026 |  |  | 2982 | 3147 |  | 3140.594 | 3130.9041
DAYTON | 2027 |  |  | 2984 | 3175 |  | 3168.5451 | 3156.9497
DAYTON | 2028 |  |  | 2984 | 3198 |  | 3190.2211 | 3173.0862
DAYTON | 2029 |  |  | 2982 | 3219 |  | 3209.4708 | 3191.965
DAYTON | 2030 |  |  | 2976 | 3237 |  | 3227.4291 | 3206.3107
DAYTON | 2031 |  |  | 2978 | 3265 |  | 3254.5252 | 3234.8954
DAYTON | 2032 |  |  | 2981 | 3300 |  | 3288.544 | 3270.0448
DAYTON | 2033 |  |  | 2979 | 3332 |  | 3320.7325 | 3301.8445
DAYTON | 2034 |  |  | 2971 | 3371 |  | 3357.1988 | 3336.3598
DAYTON | 2035 |  |  | 2960 | 3406 |  | 3388.5729 | 3368.3982
DEOK | 1997 | 3582
DEOK | 1998 | 4027
DEOK | 1999 | 4298 |  |  |  | 4124.605
DEOK | 2000 | 4227 |  |  |  | 4144.3203
DEOK | 2001 | 3935 |  |  |  | 4211.5922
DEOK | 2002 | 4390 |  |  |  | 4229.4001
DEOK | 2003 | 4242 |  |  |  | 4341.6834
DEOK | 2004 | 4381 | 4794.91 |  |  | 4448.4245
DEOK | 2005 | 4304 | 4505.58 |  |  | 4472.2037
DEOK | 2006 | 4576 | 4520.97 |  |  | 4541.9746
DEOK | 2007 | 4519 | 4547.82 |  |  | 4553.5388
DEOK | 2008 | 4588 | 4381.33 |  |  | 4307.3716
DEOK | 2009 | 4185 | 4439.18 |  |  | 4422.6897
DEOK | 2010 | 4351 | 4450.92 |  |  | 4436.8475
DEOK | 2011 | 4047 | 4492.44 |  |  | 4497.7495
DEOK | 2012 | 4257 | 4435.61 |  |  | 4464.9303
DEOK | 2013 | 5105 | 4450.58 |  |  | 4483.6301
DEOK | 2014 | 4750 | 4483.45 |  |  | 4566.0234
DEOK | 2015 | 4381 | 4529.33 |  |  | 4539.7579
DEOK | 2016 | 4388 | 4578.13 |  |  | 4515.9033
DEOK | 2017 | 4769 | 4559.31 |  |  | 4531.0662
DEOK | 2018 | 4866 | 4525.98 |  |  | 4508.7279
DEOK | 2019 | 4145 | 4537.37 |  |  | 4582.0639
DEOK | 2020 |  |  | 4634 | 4549 |  | 4573.2368 | 4554.2639
DEOK | 2021 |  |  | 4691 | 4633 |  | 4665.1457 | 4607.7071
DEOK | 2022 |  |  | 4725 | 4660 |  | 4696.577 | 4644.388
DEOK | 2023 |  |  | 4767 | 4691 |  | 4729.6315 | 4677.6564
DEOK | 2024 |  |  | 4781 | 4710 |  | 4753.1365 | 4703.1698
DEOK | 2025 |  |  | 4803 | 4743 |  | 4789.319 | 4732.0452
DEOK | 2026 |  |  | 4825 | 4781 |  | 4831.6232 | 4760.096
DEOK | 2027 |  |  | 4855 | 4831 |  | 4891.3475 | 4798.9395
DEOK | 2028 |  |  | 4847 | 4858 |  | 4918.5217 | 4821.2211
DEOK | 2029 |  |  | 4879 | 4894 |  | 4966.12 | 4850.0535
DEOK | 2030 |  |  | 4877 | 4917 |  | 4991.4683 | 4865.7664
DEOK | 2031 |  |  | 4887 | 4953 |  | 5033.0622 | 4892.5234
DEOK | 2032 |  |  | 4913 | 5005 |  | 5096.6142 | 4926.9323
DEOK | 2033 |  |  | 4913 | 5047 |  | 5143.9212 | 4949.4065
DEOK | 2034 |  |  | 4911 | 5086 |  | 5193.336 | 4976.4914
DEOK | 2035 |  |  | 4917 | 5132 |  | 5244.9484 | 5004.9526
DLCO | 1997 | 1918
DLCO | 1998 | 2064
DLCO | 1999 | 2051 |  |  |  | 1945.3514
DLCO | 2000 | 2082 |  |  |  | 2015.0291
DLCO | 2001 | 1991 |  |  |  | 2078.982
DLCO | 2002 | 2120 |  |  |  | 2084.6426
DLCO | 2003 | 2074 |  |  |  | 2141.3218
DLCO | 2004 | 2135 | 2170 |  |  | 2158.5253
DLCO | 2005 | 2175 | 2188.35 |  |  | 2189.1258
DLCO | 2006 | 2236 | 2231.96 |  |  | 2201.4265
DLCO | 2007 | 2138 | 2275.96 |  |  | 2237.5834
DLCO | 2008 | 2246 | 2198.85 |  |  | 2149.6894
DLCO | 2009 | 2122 | 2237.65 |  |  | 2180.6505
DLCO | 2010 | 2281 | 2258.13 |  |  | 2228.574
DLCO | 2011 | 2207 | 2280.1 |  |  | 2300.3977
DLCO | 2012 | 2241 | 2191 |  |  | 2274.8751
DLCO | 2013 | 2372 | 2188.79 |  |  | 2213.1697
DLCO | 2014 | 2315 | 2190.25 |  |  | 2179.2053
DLCO | 2015 | 2073 | 2116.86 |  |  | 2098.9934
DLCO | 2016 | 2119 | 2094.91 |  |  | 2075.7576
DLCO | 2017 | 2176 | 2077.65 |  |  | 2078.0587
DLCO | 2018 | 2155 | 2066.57 |  |  | 2032.5814
DLCO | 2019 | 1921 | 1994.15 |  |  | 2093.5578
DLCO | 2020 |  |  | 2088 | 2072 |  | 2078.3379 | 2076.4193
DLCO | 2021 |  |  | 2115 | 2100 |  | 2108.4121 | 2100.8896
DLCO | 2022 |  |  | 2125 | 2118 |  | 2126.4393 | 2118.7638
DLCO | 2023 |  |  | 2144 | 2130 |  | 2139.0418 | 2131.3976
DLCO | 2024 |  |  | 2153 | 2134 |  | 2143.4446 | 2134.6025
DLCO | 2025 |  |  | 2162 | 2139 |  | 2149.6946 | 2141.1754
DLCO | 2026 |  |  | 2163 | 2144 |  | 2155.1935 | 2146.6905
DLCO | 2027 |  |  | 2165 | 2150 |  | 2161.8492 | 2152.0497
DLCO | 2028 |  |  | 2162 | 2154 |  | 2166.5381 | 2154.3533
DLCO | 2029 |  |  | 2166 | 2159 |  | 2171.7487 | 2159.9853
DLCO | 2030 |  |  | 2165 | 2161 |  | 2175.0321 | 2161.457
DLCO | 2031 |  |  | 2163 | 2167 |  | 2182.9167 | 2168.9079
DLCO | 2032 |  |  | 2158 | 2173 |  | 2188.5937 | 2174.6842
DLCO | 2033 |  |  | 2151 | 2178 |  | 2193.5903 | 2180.0627
DLCO | 2034 |  |  | 2141 | 2182 |  | 2200.0138 | 2181.6557
DLCO | 2035 |  |  | 2134 | 2186 |  | 2205.2798 | 2183.8429
DOM | 1997 | 11761
DOM | 1998 | 14041
DOM | 1999 | 14881 |  |  |  | 14254.8509
DOM | 2000 | 14502 |  |  |  | 14617.959
DOM | 2001 | 13907 |  |  |  | 15002.1848
DOM | 2002 | 16010 |  |  |  | 15379.9686
DOM | 2003 | 15511 |  |  |  | 16021.3642
DOM | 2004 | 16809 | 17041.5 |  |  | 16625.0514
DOM | 2005 | 15435 | 17451.87 |  |  | 17045.414
DOM | 2006 | 18079 | 17824.66 |  |  | 17453.1999
DOM | 2007 | 17028 | 18003.22 |  |  | 17625.5737
DOM | 2008 | 17904 | 17744.12 |  |  | 17519.6703
DOM | 2009 | 17612 | 18004.11 |  |  | 17693.479
DOM | 2010 | 17689 | 18450.51 |  |  | 18101.4213
DOM | 2011 | 16881 | 18537.49 |  |  | 18500.5742
DOM | 2012 | 17623 | 18401.48 |  |  | 18566.5035
DOM | 2013 | 19942 | 18550.56 |  |  | 18615.5644
DOM | 2014 | 21651 | 18779.84 |  |  | 18867.9635
DOM | 2015 | 18948 | 19092.17 |  |  | 19088.8361
DOM | 2016 | 19662 | 19179.64 |  |  | 19271.1494
DOM | 2017 | 21233 | 19618.45 |  |  | 19744.9372
DOM | 2018 | 19931 | 19872.58 |  |  | 20275.0194
DOM | 2019 | 17544 | 20169 |  |  | 20826.3802
DOM | 2020 |  |  | 20306 | 20275 |  | 21270.4569 | 21407.3827
DOM | 2021 |  |  | 20499 | 20554 |  | 21734.6983 | 21879.6031
DOM | 2022 |  |  | 20663 | 20926 |  | 22281.4063 | 22432.5651
DOM | 2023 |  |  | 20896 | 21299 |  | 22841.9225 | 23015.6112
DOM | 2024 |  |  | 21113 | 21667 |  | 23413.1673 | 23572.6124
DOM | 2025 |  |  | 21332 | 21874 |  | 23596.6841 | 23824.5641
DOM | 2026 |  |  | 21526 | 22073 |  | 23822.8586 | 24069.1707
DOM | 2027 |  |  | 21720 | 22268 |  | 24031.6382 | 24303.436
DOM | 2028 |  |  | 21910 | 22471 |  | 24234.9314 | 24494.3533
DOM | 2029 |  |  | 22079 | 22654 |  | 24405.0247 | 24659.7383
DOM | 2030 |  |  | 22269 | 22853 |  | 24646.8189 | 24923.6427
DOM | 2031 |  |  | 22459 | 23035 |  | 24871.6933 | 25197.3238
DOM | 2032 |  |  | 22641 | 23220 |  | 25062.7465 | 25412.2746
DOM | 2033 |  |  | 22788 | 23364 |  | 25218.079 | 25609.2069
DOM | 2034 |  |  | 22948 | 23517 |  | 25403.4504 | 25819.3257
DOM | 2035 |  |  | 23097 | 23677 |  | 25584.3116 | 25978.6355
DPL | 1997 | 2504
DPL | 1998 | 2861
DPL | 1999 | 3028 |  |  |  | 2860.6249
DPL | 2000 | 2917 |  |  |  | 2991.4746
DPL | 2001 | 2875 |  |  |  | 3141.8057
DPL | 2002 | 3414 |  |  |  | 3208.9804
DPL | 2003 | 3399 |  |  |  | 3238.6669
DPL | 2004 | 3487 | 3387.33 |  |  | 3346.7051
DPL | 2005 | 3181 | 3466.16 |  |  | 3406.2748
DPL | 2006 | 3603 | 3450.07 |  |  | 3460.8972
DPL | 2007 | 3237 | 3457.48 |  |  | 3498.5869
DPL | 2008 | 3494 | 3453.59 |  |  | 3407.5157
DPL | 2009 | 3313 | 3405.8 |  |  | 3372.1202
DPL | 2010 | 3385 | 3469.45 |  |  | 3500.0494
DPL | 2011 | 3221 | 3459.89 |  |  | 3543.1528
DPL | 2012 | 3406 | 3447.71 |  |  | 3510.8089
DPL | 2013 | 3839 | 3482 |  |  | 3537.896
DPL | 2014 | 4114 | 3601.53 |  |  | 3573.9793
DPL | 2015 | 3471 | 3629.13 |  |  | 3581.9757
DPL | 2016 | 3473 | 3624.75 |  |  | 3582.0939
DPL | 2017 | 3857 | 3720.78 |  |  | 3630.6194
DPL | 2018 | 3839 | 3847.68 |  |  | 3642.4446
DPL | 2019 | 3206 | 3836.7 |  |  | 3726.9854
DPL | 2020 |  |  | 3876 | 3704 |  | 3717.1135 | 3730.9477
DPL | 2021 |  |  | 3891 | 3729 |  | 3742.9347 | 3724.7221
DPL | 2022 |  |  | 3910 | 3763 |  | 3781.3139 | 3757.3615
DPL | 2023 |  |  | 3938 | 3795 |  | 3811.5687 | 3794.3021
DPL | 2024 |  |  | 3959 | 3828 |  | 3847.5841 | 3832.0691
DPL | 2025 |  |  | 3994 | 3868 |  | 3888.2293 | 3874.8676
DPL | 2026 |  |  | 4020 | 3898 |  | 3922.4276 | 3910.3522
DPL | 2027 |  |  | 4050 | 3923 |  | 3950.4647 | 3942.1251
DPL | 2028 |  |  | 4076 | 3956 |  | 3984.0112 | 3979.0531
DPL | 2029 |  |  | 4101 | 3987 |  | 4018.5113 | 4022.2301
DPL | 2030 |  |  | 4126 | 4020 |  | 4055.5639 | 4065.9748
DPL | 2031 |  |  | 4156 | 4056 |  | 4089.5579 | 4105.5818
DPL | 2032 |  |  | 4196 | 4084 |  | 4120.2456 | 4132.9647
DPL | 2033 |  |  | 4215 | 4112 |  | 4149.8314 | 4161.4721
DPL | 2034 |  |  | 4240 | 4140 |  | 4182.0169 | 4195.4947
DPL | 2035 |  |  | 4262 | 4171 |  | 4215.329 | 4233.7461
EKPC | 1998 | 1890
EKPC | 1999 | 1959 |  |  |  | 2051.6376
EKPC | 2000 | 2066 |  |  |  | 2094.5708
EKPC | 2001 | 1988 |  |  |  | 2142.8396
EKPC | 2002 | 2297 |  |  |  | 2185.3257
EKPC | 2003 | 2179 |  |  |  | 2234.7713
EKPC | 2004 | 2240 | 2310.98 |  |  | 2291.7594
EKPC | 2005 | 2197 | 2417.08 |  |  | 2346.9142
EKPC | 2006 | 2352 | 2431.69 |  |  | 2381.9147
EKPC | 2007 | 2501 | 2493.22 |  |  | 2404.5848
EKPC | 2008 | 2664 | 2424.35 |  |  | 2395.9269
EKPC | 2009 | 2338 | 2491.1 |  |  | 2389.958
EKPC | 2010 | 2442 | 2566.78 |  |  | 2397.675
EKPC | 2011 | 2032 | 2754.58 |  |  | 2478.8676
EKPC | 2012 | 2196 | 2775.93 |  |  | 2549.0715
EKPC | 2013 | 3111 | 2798 |  |  | 2594.7
EKPC | 2014 | 3123 | 2745.59 |  |  | 2616.5937
EKPC | 2015 | 2501 | 2766.51 |  |  | 2630.5289
EKPC | 2016 | 2465 | 2778.56 |  |  | 2630.8137
EKPC | 2017 | 2958 | 2753.74 |  |  | 2635.5202
EKPC | 2018 | 2622 | 2767.17 |  |  | 2648.5078
EKPC | 2019 | 2343 | 2782.86 |  |  | 2671.8933
EKPC | 2020 |  |  | 2811 | 2664 |  | 2670.9213 | 2640.7086
EKPC | 2021 |  |  | 2827 | 2683 |  | 2691.7575 | 2643.5754
EKPC | 2022 |  |  | 2847 | 2702 |  | 2710.1635 | 2654.4223
EKPC | 2023 |  |  | 2865 | 2712 |  | 2722.6163 | 2664.6695
EKPC | 2024 |  |  | 2884 | 2722 |  | 2733.0862 | 2665.898
EKPC | 2025 |  |  | 2901 | 2735 |  | 2744.7469 | 2672.8889
EKPC | 2026 |  |  | 2922 | 2750 |  | 2761.7819 | 2687.4901
EKPC | 2027 |  |  | 2950 | 2771 |  | 2782.6817 | 2696.5957
EKPC | 2028 |  |  | 2960 | 2786 |  | 2798.3102 | 2702.9081
EKPC | 2029 |  |  | 2980 | 2798 |  | 2810.9677 | 2711.6703
EKPC | 2030 |  |  | 3000 | 2811 |  | 2824.1397 | 2715.6678
EKPC | 2031 |  |  | 3019 | 2826 |  | 2840.7189 | 2724.3996
EKPC | 2032 |  |  | 3049 | 2847 |  | 2861.7036 | 2740.9354
EKPC | 2033 |  |  | 3069 | 2866 |  | 2880.9628 | 2749.0253
EKPC | 2034 |  |  | 3080 | 2881 |  | 2898.212 | 2757.0732
EKPC | 2035 |  |  | 3094 | 2893 |  | 2909.4396 | 2762.6223
JCPL | 1997 | 3042
JCPL | 1998 | 3469
JCPL | 1999 | 3619 |  |  |  | 3462.9339
JCPL | 2000 | 3551 |  |  |  | 3565.8442
JCPL | 2001 | 3422 |  |  |  | 3670.2057
JCPL | 2002 | 3787 |  |  |  | 3665.8975
JCPL | 2003 | 3952 |  |  |  | 3782.8215
JCPL | 2004 | 4154 | 3967.96 |  |  | 3906.9989
JCPL | 2005 | 3927 | 3997.75 |  |  | 3918.5214
JCPL | 2006 | 4075 | 4098.34 |  |  | 3988.5673
JCPL | 2007 | 4057 | 4111.7 |  |  | 3995.5245
JCPL | 2008 | 3938 | 3934.89 |  |  | 3862.4786
JCPL | 2009 | 3787 | 3860.54 |  |  | 3845.8776
JCPL | 2010 | 3802 | 3879.7 |  |  | 3805.0766
JCPL | 2011 | 3640 | 3790.04 |  |  | 3821.7225
JCPL | 2012 | 3760 | 3767.17 |  |  | 3814.359
JCPL | 2013 | 4091 | 3729.5 |  |  | 3818.2604
JCPL | 2014 | 3805 | 3750.36 |  |  | 3781.1933
JCPL | 2015 | 3574 | 3655.1 |  |  | 3702.8338
JCPL | 2016 | 3769 | 3567.2 |  |  | 3657.9531
JCPL | 2017 | 3815 | 3636.53 |  |  | 3671.3652
JCPL | 2018 | 3819 | 3561.16 |  |  | 3606.5112
JCPL | 2019 | 3547 | 3583.01 |  |  | 3598.8783
JCPL | 2020 |  |  | 3658 | 3513 |  | 3515.5429 | 3569.149
JCPL | 2021 |  |  | 3683 | 3494 |  | 3499.4725 | 3568.7004
JCPL | 2022 |  |  | 3719 | 3504 |  | 3508.3362 | 3583.9169
JCPL | 2023 |  |  | 3755 | 3520 |  | 3524.3834 | 3591.1304
JCPL | 2024 |  |  | 3781 | 3520 |  | 3525.5146 | 3596.9167
JCPL | 2025 |  |  | 3812 | 3530 |  | 3534.5639 | 3604.4349
JCPL | 2026 |  |  | 3846 | 3536 |  | 3540.5184 | 3615.1611
JCPL | 2027 |  |  | 3874 | 3543 |  | 3547.7068 | 3622.1428
JCPL | 2028 |  |  | 3897 | 3538 |  | 3543.5182 | 3619.0699
JCPL | 2029 |  |  | 3926 | 3542 |  | 3546.9553 | 3623.5257
JCPL | 2030 |  |  | 3936 | 3535 |  | 3540.7074 | 3622.5051
JCPL | 2031 |  |  | 3963 | 3537 |  | 3542.5508 | 3627.5469
JCPL | 2032 |  |  | 3995 | 3539 |  | 3545.5092 | 3634.9101
JCPL | 2033 |  |  | 4013 | 3520 |  | 3525.8441 | 3629.1307
JCPL | 2034 |  |  | 4022 | 3497 |  | 3504.5034 | 3614.4741
JCPL | 2035 |  |  | 4037 | 3476 |  | 3484.3105 | 3603.505
METED | 1997 | 1954
METED | 1998 | 2160
METED | 1999 | 2284 |  |  |  | 2179.4978
METED | 2000 | 2252 |  |  |  | 2259.9129
METED | 2001 | 2146 |  |  |  | 2288.9333
METED | 2002 | 2395 |  |  |  | 2334.5795
METED | 2003 | 2457 |  |  |  | 2408.3479
METED | 2004 | 2530 | 2464.99 |  |  | 2497.7798
METED | 2005 | 2560 | 2550.43 |  |  | 2540.1977
METED | 2006 | 2624 | 2574.4 |  |  | 2588.1635
METED | 2007 | 2612 | 2689.88 |  |  | 2653.2564
METED | 2008 | 2623 | 2686.03 |  |  | 2594.0063
METED | 2009 | 2453 | 2696.19 |  |  | 2630.3013
METED | 2010 | 2582 | 2600.25 |  |  | 2605.1352
METED | 2011 | 2539 | 2677.67 |  |  | 2630.9261
METED | 2012 | 2579 | 2598.08 |  |  | 2651.0843
METED | 2013 | 2827 | 2637.91 |  |  | 2657.8795
METED | 2014 | 2799 | 2594.32 |  |  | 2665.1795
METED | 2015 | 2535 | 2602.04 |  |  | 2622.7577
METED | 2016 | 2648 | 2602.37 |  |  | 2615.0298
METED | 2017 | 2791 | 2692.69 |  |  | 2669.4434
METED | 2018 | 2854 | 2661.89 |  |  | 2682.8724
METED | 2019 | 2516 | 2673.86 |  |  | 2733.9646
METED | 2020 |  |  | 2701 | 2682 |  | 2685.5012 | 2650.5763
METED | 2021 |  |  | 2711 | 2655 |  | 2658.4884 | 2629.7193
METED | 2022 |  |  | 2717 | 2659 |  | 2661.7322 | 2629.5482
METED | 2023 |  |  | 2736 | 2675 |  | 2678.5626 | 2636.4831
METED | 2024 |  |  | 2749 | 2687 |  | 2692.0719 | 2640.3795
METED | 2025 |  |  | 2758 | 2700 |  | 2702.8904 | 2644.5388
METED | 2026 |  |  | 2765 | 2705 |  | 2708.2674 | 2650.2724
METED | 2027 |  |  | 2775 | 2717 |  | 2720.711 | 2660.1933
METED | 2028 |  |  | 2786 | 2728 |  | 2731.9364 | 2657.8145
METED | 2029 |  |  | 2796 | 2737 |  | 2741.8511 | 2670.8166
METED | 2030 |  |  | 2808 | 2748 |  | 2753.636 | 2670.4795
METED | 2031 |  |  | 2814 | 2751 |  | 2756.069 | 2671.4162
METED | 2032 |  |  | 2819 | 2761 |  | 2767.8144 | 2679.7888
METED | 2033 |  |  | 2824 | 2760 |  | 2766.5709 | 2677.6915
METED | 2034 |  |  | 2830 | 2764 |  | 2769.3402 | 2672.9423
METED | 2035 |  |  | 2842 | 2761 |  | 2765.5776 | 2670.9355
PECO | 1997 | 5332
PECO | 1998 | 5885
PECO | 1999 | 6124 |  |  |  | 5909.8346
PECO | 2000 | 5878 |  |  |  | 5933.5225
PECO | 2001 | 5740 |  |  |  | 6056.0392
PECO | 2002 | 6346 |  |  |  | 6154.9673
PECO | 2003 | 6396 |  |  |  | 6321.8267
PECO | 2004 | 6838 | 6520.68 |  |  | 6421.7362
PECO | 2005 | 6550 | 6670 |  |  | 6535.8606
PECO | 2006 | 6835 | 6807.81 |  |  | 6662.0801
PECO | 2007 | 6519 | 6912.17 |  |  | 6799.0995
PECO | 2008 | 6777 | 6848.5 |  |  | 6614.7431
PECO | 2009 | 6374 | 6787.89 |  |  | 6727.5721
PECO | 2010 | 6679 | 6831.18 |  |  | 6798.0263
PECO | 2011 | 6329 | 6712.17 |  |  | 6813.4862
PECO | 2012 | 6652 | 6674.67 |  |  | 6780.4727
PECO | 2013 | 7224 | 6659.55 |  |  | 6664.2379
PECO | 2014 | 7034 | 6710.13 |  |  | 6778.5929
PECO | 2015 | 6383 | 6762.29 |  |  | 6722.3263
PECO | 2016 | 6612 | 6664.91 |  |  | 6719.4836
PECO | 2017 | 7099 | 6807.45 |  |  | 6727.9869
PECO | 2018 | 6869 | 6699.21 |  |  | 6724.5735
PECO | 2019 | 6029 | 6621.69 |  |  | 6864.3802
PECO | 2020 |  |  | 6682 | 6643 |  | 6674.9414 | 6830.1797
PECO | 2021 |  |  | 6681 | 6595 |  | 6626.0206 | 6882.0499
PECO | 2022 |  |  | 6684 | 6583 |  | 6611.9492 | 6917.9215
PECO | 2023 |  |  | 6706 | 6585 |  | 6616.4705 | 6959.8669
PECO | 2024 |  |  | 6711 | 6573 |  | 6611.0666 | 6990.1054
PECO | 2025 |  |  | 6707 | 6553 |  | 6593.238 | 7018.5366
PECO | 2026 |  |  | 6692 | 6526 |  | 6568.3372 | 7045.3325
PECO | 2027 |  |  | 6690 | 6504 |  | 6553.072 | 7075.5675
PECO | 2028 |  |  | 6692 | 6480 |  | 6528.5779 | 7106.4827
PECO | 2029 |  |  | 6687 | 6460 |  | 6512.4856 | 7134.482
PECO | 2030 |  |  | 6679 | 6433 |  | 6487.9173 | 7162.1955
PECO | 2031 |  |  | 6672 | 6406 |  | 6464.3021 | 7193.6714
PECO | 2032 |  |  | 6660 | 6373 |  | 6432.4038 | 7223.8908
PECO | 2033 |  |  | 6643 | 6325 |  | 6387.4415 | 7247.8688
PECO | 2034 |  |  | 6628 | 6282 |  | 6345.5453 | 7278.0616
PECO | 2035 |  |  | 6613 | 6237 |  | 6299.8196 | 7307.4578
PENLC | 1997 | 2341
PENLC | 1998 | 2497
PENLC | 1999 | 2583 |  |  |  | 2394.2861
PENLC | 2000 | 2517 |  |  |  | 2479.6017
PENLC | 2001 | 2427 |  |  |  | 2552.0133
PENLC | 2002 | 2661 |  |  |  | 2617.8362
PENLC | 2003 | 2684 |  |  |  | 2684.5176
PENLC | 2004 | 2830 | 2839.19 |  |  | 2786.983
PENLC | 2005 | 2821 | 2802.01 |  |  | 2803.384
PENLC | 2006 | 2895 | 2826.08 |  |  | 2826.0235
PENLC | 2007 | 2838 | 2887.17 |  |  | 2902.9809
PENLC | 2008 | 2866 | 2835.23 |  |  | 2851.2749
PENLC | 2009 | 2778 | 2938.01 |  |  | 2861.5288
PENLC | 2010 | 2920 | 2920.13 |  |  | 2898.6891
PENLC | 2011 | 2753 | 2886.42 |  |  | 2909.0634
PENLC | 2012 | 2904 | 2825.1 |  |  | 2886.1479
PENLC | 2013 | 3110 | 2845.54 |  |  | 2875.2835
PENLC | 2014 | 3025 | 2891.63 |  |  | 2881.4324
PENLC | 2015 | 2758 | 2883.46 |  |  | 2847.8207
PENLC | 2016 | 2890 | 2896.55 |  |  | 2837.731
PENLC | 2017 | 2910 | 2944.01 |  |  | 2848.44
PENLC | 2018 | 3015 | 2859.5 |  |  | 2826.0071
PENLC | 2019 | 2667 | 2827.22 |  |  | 2885.267
PENLC | 2020 |  |  | 2842 | 2836 |  | 2836.6303 | 2849.7676
PENLC | 2021 |  |  | 2857 | 2858 |  | 2855.7349 | 2869.7591
PENLC | 2022 |  |  | 2862 | 2874 |  | 2867.8669 | 2884.9539
PENLC | 2023 |  |  | 2865 | 2887 |  | 2878.9512 | 2898.2269
PENLC | 2024 |  |  | 2867 | 2893 |  | 2883.9001 | 2906.12
PENLC | 2025 |  |  | 2870 | 2903 |  | 2892.0888 | 2916.3405
PENLC | 2026 |  |  | 2874 | 2912 |  | 2900.3335 | 2926.4678
PENLC | 2027 |  |  | 2882 | 2923 |  | 2908.3696 | 2937.7793
PENLC | 2028 |  |  | 2885 | 2932 |  | 2915.5881 | 2947.311
PENLC | 2029 |  |  | 2897 | 2942 |  | 2924.2195 | 2958.3644
PENLC | 2030 |  |  | 2896 | 2949 |  | 2928.8302 | 2966.5569
PENLC | 2031 |  |  | 2901 | 2958 |  | 2937.3288 | 2976.4754
PENLC | 2032 |  |  | 2913 | 2971 |  | 2946.7697 | 2986.8749
PENLC | 2033 |  |  | 2918 | 2982 |  | 2956.5983 | 2997.6946
PENLC | 2034 |  |  | 2921 | 2991 |  | 2963.2133 | 3007.756
PENLC | 2035 |  |  | 2928 | 2999 |  | 2968.9932 | 3017.0088
PEPCO | 1997 | 4042
PEPCO | 1998 | 4631
PEPCO | 1999 | 4735 |  |  |  | 4812.4275
PEPCO | 2000 | 4637 |  |  |  | 4970.1142
PEPCO | 2001 | 4575 |  |  |  | 5025.2197
PEPCO | 2002 | 5462 |  |  |  | 5094.2131
PEPCO | 2003 | 5220 |  |  |  | 5182.5609
PEPCO | 2004 | 5444 | 5452.18 |  |  | 5344.0993
PEPCO | 2005 | 5106 | 5599.35 |  |  | 5285.9997
PEPCO | 2006 | 5606 | 5460.85 |  |  | 5370.3175
PEPCO | 2007 | 5042 | 5613.52 |  |  | 5371.985
PEPCO | 2008 | 5555 | 5509.71 |  |  | 5377.9852
PEPCO | 2009 | 5114 | 5499.01 |  |  | 5410.0409
PEPCO | 2010 | 5503 | 5658.32 |  |  | 5537.4229
PEPCO | 2011 | 5090 | 5542.31 |  |  | 5490.3931
PEPCO | 2012 | 5246 | 5383.58 |  |  | 5486.8275
PEPCO | 2013 | 5851 | 5431.25 |  |  | 5515.5451
PEPCO | 2014 | 6066 | 5526.36 |  |  | 5487.8242
PEPCO | 2015 | 5466 | 5642.28 |  |  | 5551.0067
PEPCO | 2016 | 5408 | 5661.12 |  |  | 5492.3109
PEPCO | 2017 | 5731 | 5676.31 |  |  | 5556.5366
PEPCO | 2018 | 5790 | 5702.49 |  |  | 5507.4565
PEPCO | 2019 | 4874 | 5696.04 |  |  | 5486.4902
PEPCO | 2020 |  |  | 5716 | 5438 |  | 5474.3774 | 5502.5683
PEPCO | 2021 |  |  | 5670 | 5488 |  | 5531.8126 | 5564.9047
PEPCO | 2022 |  |  | 5647 | 5533 |  | 5585.0581 | 5621.1764
PEPCO | 2023 |  |  | 5674 | 5569 |  | 5623.0529 | 5670.2106
PEPCO | 2024 |  |  | 5686 | 5600 |  | 5666.0189 | 5715.0215
PEPCO | 2025 |  |  | 5679 | 5623 |  | 5694.9368 | 5745.7237
PEPCO | 2026 |  |  | 5671 | 5652 |  | 5727.501 | 5786.8041
PEPCO | 2027 |  |  | 5670 | 5683 |  | 5764.914 | 5826.4235
PEPCO | 2028 |  |  | 5672 | 5698 |  | 5792.2217 | 5867.2511
PEPCO | 2029 |  |  | 5659 | 5718 |  | 5817.1949 | 5893.9426
PEPCO | 2030 |  |  | 5645 | 5743 |  | 5848.9915 | 5928.3327
PEPCO | 2031 |  |  | 5631 | 5772 |  | 5881.889 | 5965.2925
PEPCO | 2032 |  |  | 5616 | 5799 |  | 5918.2812 | 6003.9462
PEPCO | 2033 |  |  | 5598 | 5817 |  | 5939.0485 | 6043.9014
PEPCO | 2034 |  |  | 5583 | 5832 |  | 5975.7046 | 6086.4338
PEPCO | 2035 |  |  | 5569 | 5875 |  | 6020.5864 | 6131.0518
PJM RTO | 1997 | 102081
PJM RTO | 1998 | 116086
PJM RTO | 1999 | 118435 |  |  |  | 117020.338
PJM RTO | 2000 | 118046 |  |  |  | 121009.2212
PJM RTO | 2001 | 112217 |  |  |  | 121896.648
PJM RTO | 2002 | 129965 |  |  |  | 123157.187
PJM RTO | 2003 | 122424 |  |  |  | 126330.6652
PJM RTO | 2004 | 131234 | 130313.07 |  |  | 130063.6336
PJM RTO | 2005 | 126777 | 131431.96 |  |  | 131009.814
PJM RTO | 2006 | 136804 | 133090.94 |  |  | 133193.7154
PJM RTO | 2007 | 128368 | 135376.94 |  |  | 134600.8889
PJM RTO | 2008 | 134077 | 131148.12 |  |  | 129924.8352
PJM RTO | 2009 | 125350 | 132447.64 |  |  | 131395.5119
PJM RTO | 2010 | 132315 | 132275.25 |  |  | 131391.7021
PJM RTO | 2011 | 124506 | 132015.23 |  |  | 132821.9636
PJM RTO | 2012 | 128810 | 129545.32 |  |  | 131757.3136
PJM RTO | 2013 | 141866 | 128692.16 |  |  | 131349.897
PJM RTO | 2014 | 142856 | 129895.39 |  |  | 132064.7403
PJM RTO | 2015 | 129540 | 129432.26 |  |  | 131301.0675
PJM RTO | 2016 | 130825 | 129583.24 |  |  | 130440.5868
PJM RTO | 2017 | 137212 | 130809.61 |  |  | 131519.6164
PJM RTO | 2018 | 137618 | 130673.72 |  |  | 130645.3371
PJM RTO | 2019 | 120272 | 129768.36 |  |  | 132552.6765
PJM RTO | 2020 |  |  | 132027 | 130106 |  | 131171.4123 | 131672.1792
PJM RTO | 2021 |  |  | 132632 | 130857 |  | 132181.0147 | 132900.0611
PJM RTO | 2022 |  |  | 132785 | 131409 |  | 132983.3618 | 133764.3664
PJM RTO | 2023 |  |  | 133527 | 132078 |  | 133790.6037 | 134812.2925
PJM RTO | 2024 |  |  | 133888 | 132359 |  | 134283.7391 | 135493.5077
PJM RTO | 2025 |  |  | 134223 | 132465 |  | 134471.7214 | 135836.6197
PJM RTO | 2026 |  |  | 134799 | 132908 |  | 134967.8915 | 136435.3136
PJM RTO | 2027 |  |  | 135163 | 133183 |  | 135340.6512 | 136979.7691
PJM RTO | 2028 |  |  | 135108 | 133447 |  | 135685.0892 | 137255.2384
PJM RTO | 2029 |  |  | 135829 | 133386 |  | 135625.3434 | 137594.9664
PJM RTO | 2030 |  |  | 135568 | 133628 |  | 135919.6558 | 137951.8259
PJM RTO | 2031 |  |  | 135799 | 133676 |  | 135922.2771 | 138331.8336
PJM RTO | 2032 |  |  | 136319 | 134107 |  | 136497.0584 | 138736.2732
PJM RTO | 2033 |  |  | 136238 | 133916 |  | 136591.8755 | 139026.6202
PJM RTO | 2034 |  |  | 136304 | 134191 |  | 136758.2742 | 139431.9126
PJM RTO | 2035 |  |  | 136459 | 134057 |  | 136885.2102 | 139713.9538
PL | 1997 | 5722
PL | 1998 | 6570
PL | 1999 | 6809 |  |  |  | 6542.3803
PL | 2000 | 6433 |  |  |  | 6628.6908
PL | 2001 | 6158 |  |  |  | 6673.5498
PL | 2002 | 6971 |  |  |  | 6742.1308
PL | 2003 | 7198 |  |  |  | 6929.43
PL | 2004 | 7274 | 7231.47 |  |  | 7086.8994
PL | 2005 | 7083 | 7414.94 |  |  | 7164.7932
PL | 2006 | 7577 | 7461.55 |  |  | 7300.6705
PL | 2007 | 7164 | 7711.35 |  |  | 7452.2054
PL | 2008 | 7415 | 7572.45 |  |  | 7294.3368
PL | 2009 | 6801 | 7650.21 |  |  | 7284.8109
PL | 2010 | 7366 | 7577.71 |  |  | 7304.6783
PL | 2011 | 6776 | 7429.06 |  |  | 7316.3627
PL | 2012 | 7114 | 7266.23 |  |  | 7287.8686
PL | 2013 | 7913 | 7259.61 |  |  | 7272.0069
PL | 2014 | 7845 | 7335.91 |  |  | 7335.4712
PL | 2015 | 6798 | 7139.8 |  |  | 7281.2705
PL | 2016 | 7202 | 7355.83 |  |  | 7236.7663
PL | 2017 | 7468 | 7425.06 |  |  | 7304.4486
PL | 2018 | 7729 | 7372.87 |  |  | 7355.7479
PL | 2019 | 6718 | 7407.37 |  |  | 7482.7504
PL | 2020 |  |  | 7513 | 7352 |  | 7370.2327 | 7383.687
PL | 2021 |  |  | 7512 | 7298 |  | 7323.4369 | 7403.6307
PL | 2022 |  |  | 7513 | 7280 |  | 7309.3388 | 7415.2276
PL | 2023 |  |  | 7552 | 7284 |  | 7315.6523 | 7442.1767
PL | 2024 |  |  | 7584 | 7292 |  | 7325.7003 | 7465.268
PL | 2025 |  |  | 7610 | 7297 |  | 7332.4232 | 7487.9547
PL | 2026 |  |  | 7625 | 7295 |  | 7339.9316 | 7509.5347
PL | 2027 |  |  | 7650 | 7293 |  | 7342.226 | 7543.3597
PL | 2028 |  |  | 7674 | 7294 |  | 7346.1436 | 7557.5628
PL | 2029 |  |  | 7691 | 7292 |  | 7348.2241 | 7580.3488
PL | 2030 |  |  | 7716 | 7304 |  | 7361.7539 | 7604.3765
PL | 2031 |  |  | 7734 | 7295 |  | 7351.8658 | 7625.9702
PL | 2032 |  |  | 7744 | 7293 |  | 7354.4106 | 7654.4479
PL | 2033 |  |  | 7746 | 7273 |  | 7343.8995 | 7662.5208
PL | 2034 |  |  | 7754 | 7258 |  | 7329.4694 | 7679.3475
PL | 2035 |  |  | 7758 | 7248 |  | 7316.1452 | 7692.8306
PS | 1997 | 5917
PS | 1998 | 6422
PS | 1999 | 6575 |  |  |  | 6346.7622
PS | 2000 | 6482 |  |  |  | 6716.8317
PS | 2001 | 6315 |  |  |  | 6584.1552
PS | 2002 | 6873 |  |  |  | 6645.962
PS | 2003 | 7084 |  |  |  | 6892.2956
PS | 2004 | 7202 | 7049.49 |  |  | 6964.4003
PS | 2005 | 7065 | 7087.02 |  |  | 6918.7723
PS | 2006 | 7051 | 7077.25 |  |  | 6963.6799
PS | 2007 | 6994 | 7199.34 |  |  | 6990.847
PS | 2008 | 6849 | 6942.02 |  |  | 6800.4046
PS | 2009 | 6630 | 6865.13 |  |  | 6836.1353
PS | 2010 | 6795 | 6795.38 |  |  | 6708.4907
PS | 2011 | 6522 | 6645.74 |  |  | 6752.603
PS | 2012 | 6579 | 6506.78 |  |  | 6685.4162
PS | 2013 | 7097 | 6442.07 |  |  | 6654.8323
PS | 2014 | 6697 | 6464.04 |  |  | 6694.8793
PS | 2015 | 6333 | 6522.7 |  |  | 6678.2246
PS | 2016 | 6599 | 6468.2 |  |  | 6664.6169
PS | 2017 | 7032 | 6630.9 |  |  | 6659.5168
PS | 2018 | 6890 | 6531.64 |  |  | 6549.0015
PS | 2019 | 6356 | 6529.99 |  |  | 6596.3269
PS | 2020 |  |  | 6718 | 6535 |  | 6531.8907 | 6603.6191
PS | 2021 |  |  | 6759 | 6610 |  | 6606.0126 | 6685.7314
PS | 2022 |  |  | 6807 | 6648 |  | 6644.1562 | 6735.7309
PS | 2023 |  |  | 6887 | 6679 |  | 6675.5204 | 6770.8577
PS | 2024 |  |  | 6939 | 6695 |  | 6691.7145 | 6785.3698
PS | 2025 |  |  | 7002 | 6722 |  | 6719.2734 | 6831.1174
PS | 2026 |  |  | 7041 | 6756 |  | 6752.4007 | 6874.0485
PS | 2027 |  |  | 7077 | 6791 |  | 6787.8949 | 6926.406
PS | 2028 |  |  | 7093 | 6809 |  | 6805.9899 | 6945.8578
PS | 2029 |  |  | 7106 | 6837 |  | 6833.4825 | 6980.4691
PS | 2030 |  |  | 7130 | 6863 |  | 6859.339 | 7005.4045
PS | 2031 |  |  | 7169 | 6893 |  | 6890.0863 | 7057.6086
PS | 2032 |  |  | 7215 | 6939 |  | 6935.6058 | 7114.6167
PS | 2033 |  |  | 7206 | 6957 |  | 6954.2507 | 7144.0686
PS | 2034 |  |  | 7202 | 6988 |  | 6984.904 | 7182.5389
PS | 2035 |  |  | 7208 | 7027 |  | 7022.9305 | 7222.397
RECO | 1997 | 201
RECO | 1998 | 232
RECO | 1999 | 233 |  |  |  | 224.5974
RECO | 2000 | 243 |  |  |  | 226.4043
RECO | 2001 | 230 |  |  |  | 224.939
RECO | 2002 | 255 |  |  |  | 225.0459
RECO | 2003 | 236 |  |  |  | 228.1944
RECO | 2004 | 251 | 229.61 |  |  | 231.0989
RECO | 2005 | 258 | 232.04 |  |  | 233.301
RECO | 2006 | 247 | 247.44 |  |  | 235.4126
RECO | 2007 | 245 | 245.2 |  |  | 233.2731
RECO | 2008 | 256 | 234.9 |  |  | 228.9203
RECO | 2009 | 230 | 229.25 |  |  | 222.6785
RECO | 2010 | 239 | 234.78 |  |  | 235.9253
RECO | 2011 | 232 | 226.95 |  |  | 237.4144
RECO | 2012 | 232 | 232.15 |  |  | 234.9863
RECO | 2013 | 247 | 224.88 |  |  | 230.8958
RECO | 2014 | 232 | 230.68 |  |  | 227.9426
RECO | 2015 | 219 | 218.15 |  |  | 223.7552
RECO | 2016 | 223 | 209.88 |  |  | 221.4252
RECO | 2017 | 226 | 217.02 |  |  | 218.9556
RECO | 2018 | 220 | 209.16 |  |  | 215.2447
RECO | 2019 | 211 | 209.29 |  |  | 212.2142
RECO | 2020 |  |  | 213 | 209 |  | 209.8861 | 212.6995
RECO | 2021 |  |  | 213 | 206 |  | 207.4267 | 210.6316
RECO | 2022 |  |  | 213 | 204 |  | 205.7379 | 209.7644
RECO | 2023 |  |  | 213 | 203 |  | 204.7487 | 209.8238
RECO | 2024 |  |  | 212 | 201 |  | 202.4273 | 209.0454
RECO | 2025 |  |  | 212 | 199 |  | 201.1714 | 208.9555
RECO | 2026 |  |  | 212 | 197 |  | 199.1848 | 208.5924
RECO | 2027 |  |  | 213 | 195 |  | 197.8725 | 208.2262
RECO | 2028 |  |  | 212 | 194 |  | 196.3175 | 207.1683
RECO | 2029 |  |  | 212 | 192 |  | 194.4631 | 206.4602
RECO | 2030 |  |  | 210 | 190 |  | 192.6414 | 205.4368
RECO | 2031 |  |  | 211 | 187 |  | 189.9646 | 204.6258
RECO | 2032 |  |  | 211 | 185 |  | 187.52 | 204.0979
RECO | 2033 |  |  | 210 | 182 |  | 184.8113 | 202.354
RECO | 2034 |  |  | 209 | 178 |  | 182.1955 | 200.5521
RECO | 2035 |  |  | 208 | 175 |  | 179.0271 | 198.4464
UGI | 1997 | 157
UGI | 1998 | 179
UGI | 1999 | 189 |  |  |  | 180.9558
UGI | 2000 | 184 |  |  |  | 185.8715
UGI | 2001 | 177 |  |  |  | 187.6494
UGI | 2002 | 195 |  |  |  | 190.6132
UGI | 2003 | 202 |  |  |  | 193.1576
UGI | 2004 | 212 | 194.64 |  |  | 195.2612
UGI | 2005 | 202 | 196.89 |  |  | 196.845
UGI | 2006 | 202 | 197.88 |  |  | 196.9853
UGI | 2007 | 193 | 200.16 |  |  | 198.2723
UGI | 2008 | 197 | 197.53 |  |  | 194.6458
UGI | 2009 | 193 | 194.68 |  |  | 195.5878
UGI | 2010 | 198 | 194.68 |  |  | 200.4826
UGI | 2011 | 190 | 197.95 |  |  | 204.5967
UGI | 2012 | 203 | 198.18 |  |  | 205.8729
UGI | 2013 | 224 | 197.79 |  |  | 205.0125
UGI | 2014 | 211 | 200.35 |  |  | 206.8171
UGI | 2015 | 194 | 200.87 |  |  | 203.2796
UGI | 2016 | 200 | 197.87 |  |  | 201.518
UGI | 2017 | 215 | 202.4 |  |  | 201.7089
UGI | 2018 | 215 | 200.77 |  |  | 200.3697
UGI | 2019 | 186 | 203.36 |  |  | 203.0232
UGI | 2020 |  |  | 204 | 196 |  | 195.9251 | 194.8365
UGI | 2021 |  |  | 200 | 188 |  | 188.251 | 189.5354
UGI | 2022 |  |  | 200 | 187 |  | 186.5844 | 187.8884
UGI | 2023 |  |  | 199 | 185 |  | 184.8609 | 186.1782
UGI | 2024 |  |  | 199 | 183 |  | 183.3744 | 184.92
UGI | 2025 |  |  | 199 | 181 |  | 181.2494 | 183.0658
UGI | 2026 |  |  | 199 | 179 |  | 179.0533 | 181.4161
UGI | 2027 |  |  | 199 | 177 |  | 177.4849 | 179.9003
UGI | 2028 |  |  | 198 | 176 |  | 176.0754 | 178.175
UGI | 2029 |  |  | 198 | 174 |  | 174.2897 | 176.5396
UGI | 2030 |  |  | 198 | 172 |  | 172.4189 | 174.7016
UGI | 2031 |  |  | 197 | 170 |  | 170.273 | 172.9639
UGI | 2032 |  |  | 197 | 168 |  | 168.4822 | 171.3562
UGI | 2033 |  |  | 196 | 166 |  | 166.4774 | 169.3795
UGI | 2034 |  |  | 195 | 164 |  | 163.8807 | 166.8608
UGI | 2035 |  |  | 195 | 161 |  | 161.2099 | 163.7263